## all TEPPs rev
EIA_PLANT_ID | PLANT_NAME | COUNTY | STATE | NAME_OF_WA | LATITUDE | LONGITUDE | ELEVATION | NHDv1_COMID | COOLING_TY | GENERATION | WATER_SOUR | WATER_TYPE | NHDv2_COMID | comid_match | GNIS_ID | GNIS_NAME | updated comid | aeg | Cooling Type | plant_group | elev_ft | Minimum_year | Maximum year | continuous_yrs
3 | Barry | Mobile | AL | Mobile River | 31.007 | -88.0109 | 15 | 18520855 | COMPLEX | COMPLEX | SW | FR | 18520855 | 0 | 163332 | Mobile River | 18520855 | good | COMPLEX | 2015 | 20.56 | 2000 | 2020 | continuous years
7 | Gadsden | Etowah | AL | Coosa River | 34.0136 | -85.9703 | 535 | 22199835 | ONCE-THROUGH FRESH | GAS STEAM | SW | FR | 22199835 | 0 | 169321 | Coosa River | 22199835 | good | ONCE-THROUGH FRESH | 2015 | 515.97 | 2000 | 2020 | continuous years
8 | Gorgas | Walker | AL | Warrior River | 33.6447 | -87.1997 | 275 | 18591860 | ONCE-THROUGH FRESH | COAL | SW | FR | 18592132 | checked | 113382 | Baker Creek | 18591860 | 18591860 | ONCE-THROUGH FRESH | 2015 | 277.51 | 2000 | 2019 | continuous years
10 | Greene County | Greene | AL | Black Warrior River | 32.6019 | -87.782 | 100 | 18211194 | ONCE-THROUGH FRESH | COAL | SW | FR | 18211142 | checked | 159191 | Black Warrior River | 18211142 | 18211142 | ONCE-THROUGH FRESH | 2015 | 99.91 | 2000 | 2020 | continuous years
26 | E C Gaston | Shelby | AL | Coosa River | 33.2441 | -86.4575 | 400 | 22273418 | COMPLEX | COAL | SW | FR | 22273418 | checked | 154050 | Coosa River | 22273410 | I think 22273410 | COMPLEX | 2015 | 422.3 | 2000 | 2020 | continuous years
46 | Browns Ferry | Limestone | AL | Tennessee River | 34.704 | -87.1182 | 575 | 19623742 | COMPLEX | NUCLEAR | SW | FR | 19623742 | 0 |  |  | 19623742 | good but double check | COMPLEX | 2015 | 572.89 | 2000 | 2020 | continuous years
47 | Colbert | Colbert | AL | Tennessee River | 34.7439 | -87.8486 | 445 | 19581379 | ONCE-THROUGH FRESH | COAL | SW | FR | 19581379 | 0 | 115551 | Cane Creek | 19623794 | 19623794 | ONCE-THROUGH FRESH | 2015 | 457.75 | 2000 | 2016 | continuous years
50 | Widows Creek | Jackson | AL | Tennessee River | 34.8832 | -85.7552 | 620 | 19646344 | ONCE-THROUGH FRESH | COAL | SW | FR | 19646344 | 0 | 517033 | Tennessee River | 19646344 | good | ONCE-THROUGH FRESH | 2015 | 623.9 | 2000 | 2015 | continuous years
51 | Dolet Hills | DeSoto | LA | Toledo Bend Lake | 32.0309 | -93.5688 | 245 | 8342665 | RECIRCULATING TOWER | COAL | SW | FR | 8342665 | 0 | 555443 | Mundy Bayou | 8342665 | ok, but water source says Toledo Bend Lake which is about 24 miles south | RECIRCULATING TOWER | 2015 | 244.12 | 2000 | 2020 | continuous years
56 | Charles R Lowman | Washington | AL | Tombigbee River | 31.4884 | -87.9103 | 40 | 21642176 | RECIRCULATING TOWER | COAL | SW | FR | 21642176 | 0 | 692339 | Tombigbee River | 21642176 |  | RECIRCULATING TOWER | 2015 | 45.04 | 2000 | 2020 | continuous years
59 | Platte | Hall | NE | Wells | 40.8541 | -98.3485 | 1870 | 7265233 | RECIRCULATING TOWER | COAL | GW | FR | 7265233 | 0 |  |  | 7265233 |  | RECIRCULATING TOWER | 2015 | 1867.22 | 2000 | 2020 | continuous years
60 | Whelan Energy Center | Adams | NE | Wells | 40.5806 | -98.3128 | 1890 | 18758724 | RECIRCULATING TOWER | COAL | GW | FR | 18758674 | checked | 827425 | Big Sandy Creek | 18758674 |  | RECIRCULATING TOWER | 2015 | 1902.65 | 2000 | 2020 | continuous years
79 | Aurora Energy LLC Chena | Fairbanks North Star | AK | Chena River | 64.8475 | -147.7329 | 446 | -999 | ONCE-THROUGH FRESH | COAL | SW | -nr- | -999 | 0 | 01400201 | Chena River | -999 | good- Alaska- no Nhd | ONCE-THROUGH FRESH | 2015 | 427.64 | 2000 | 2020 | missing 1 years
87 | Escalante | McKinley | NM | Wells | 35.416 | -108.0825 | 6890 | 17771165 | RECIRCULATING TOWER | COAL | GW | FR | 17771165 | 0 |  |  | 17771165 |  | RECIRCULATING TOWER | 2015 | 6884.12 | 2000 | 2020 | continuous years
96 | Beluga | Kenai Peninsula | AK | Well | 61.1852 | -151.0364 | 85 | -999 | COMPLEX | NGCC | -nr- | -nr- | -999 | 0 |  |  | -999 |  | COMPLEX | 2015 | 75.86 | 2000 | 2015 | continuous years
108 | Holcomb | Finney | KS | Wells | 37.9304 | -100.9725 | 2920 | 21251514 | RECIRCULATING TOWER | COAL | GW | FR | 21251494 | checked | 78956 | Arkansas River | 21251494 |  | RECIRCULATING TOWER | 2015 | 2918.28 | 2000 | 2020 | continuous years
113 | Cholla | Navajo | AZ | Lake Wells | 34.9408 | -110.3003 | 5030 | 21746307 | RECIRCULATING TOWER | COAL | GW | FR | 21746307 | 0 |  |  | 21746307 |  | RECIRCULATING TOWER | 2015 | 5024.88 | 2000 | 2020 | continuous years
116 | Ocotillo | Maricopa | AZ | Wells | 33.4251 | -111.9124 | 1180 | 20481284 | RECIRCULATING TOWER | GAS STEAM | GW | FR | 20481284 | 0 |  |  | 20481284 |  | RECIRCULATING TOWER | 2015 | 1174 | 2000 | 2019 | continuous years
117 | West Phoenix | Maricopa | AZ | Wells | 33.4427 | -112.1546 | 1060 | 20479752 | RECIRCULATING TOWER | NGCC | GW | FR | 20479738 | checked | 33995 | Salt River | 20479738 |  | RECIRCULATING TOWER | 2015 | 1052.93 | 2000 | 2020 | continuous years
120 | Yucca | Yuma | AZ | Wells | 32.7214 | -114.7104 | 121 | 21412867 | RECIRCULATING TOWER | GAS STEAM | GW | -nr- | 21412867 | 0 | 45730 | Colorado River | 21412867 |  | RECIRCULATING TOWER | 2015 | 120.81 | 2000 | 2020 | continuous years
126 | H Wilson Sundt Generating Station | Pima | AZ | Wells | 32.1602 | -110.9056 | 2610 | 15903647 | RECIRCULATING TOWER | GAS STEAM | GW | FR | 15903659 | checked |  |  | 15903659 |  | RECIRCULATING TOWER | 2015 | 2608.97 | 2000 | 2020 | continuous years
127 | Oklaunion | Wilbarger | TX | Municipality | 34.0826 | -99.1759 | 1230 | 13727091 | RECIRCULATING TOWER | COAL | SW | FR | 13727083 | checked | 1352588 | Boggy Creek | 13727083 |  | RECIRCULATING TOWER | 2015 | 1221.95 | 2000 | 2020 | continuous years
130 | Cross | Berkeley | SC | Diversion Canal | 33.3693 | -80.1133 | 80 | 9644979 | RECIRCULATING TOWER | COAL | SW | FR | 9644979 | 0 |  |  | 9644979 |  | RECIRCULATING TOWER | 2015 | 82.13 | 2000 | 2020 | continuous years
136 | Seminole (FL) | Putnam | FL | St Johns River | 29.7347 | -81.6321 | 80 | 16664633 | RECIRCULATING TOWER | COAL | SW | FR | 16664719 | checked | 282477 | Fish Creek | 16664719 |  | RECIRCULATING TOWER | 2015 | 79.7 | 2000 | 2020 | continuous years
141 | Agua Fria | Maricopa | AZ | Wells | 33.5545 | -112.2156 | 1140 | 20419482 | RECIRCULATING TOWER | GAS STEAM | GW | FR | 20417208 | checked | 32292 | New River | 20417208 |  | RECIRCULATING TOWER | 2015 | 1134.68 | 2000 | 2020 | continuous years
147 | Kyrene | Maricopa | AZ | Well Water | 33.3559 | -111.9364 | 1190 | 21270494 | RECIRCULATING TOWER | NGCC | SW | FR | 21270494 | checked |  |  | 21270494 |  | RECIRCULATING TOWER | 2015 | 1193.57 | 2000 | 2020 | continuous years
160 | Apache Station | Cochise | AZ | Wells | 32.0618 | -109.8944 | 4200 | 21263023 | RECIRCULATING TOWER | COMPLEX | GW | OT | 21261745 | checked |  |  | 21261745 |  | RECIRCULATING TOWER | 2015 | 4196.03 | 2000 | 2020 | continuous years
165 | GREC | Mayes | OK | Grand Neosho | 36.1902 | -95.289 | 620 | 21773139 | RECIRCULATING TOWER | COAL | SW | FR | 21773139 | 0 | 1091337 | Chouteau Creek | 21773139 |  | RECIRCULATING TOWER | 2015 | 621.78 | 2000 | 2020 | continuous years
170 | Lake Catherine | Hot Spring | AR | Lake Catherine | 34.434 | -92.9044 | 330 | 15237608 | ONCE-THROUGH FRESH | GAS STEAM | SW | FR | 15237608 | 0 | 558280 | Ouachita River | 15237608 | I think it should be 15237620 | ONCE-THROUGH FRESH | 2015 | 329.99 | 2000 | 2020 | continuous years
201 | Thomas Fitzhugh | Franklin | AR | Arkansas River | 35.4622 | -93.8049 | 374 | 7768811 | COMPLEX | NGCC | SW | FR | 7768811 | 0 |  |  | 7771147 | I think it should be 7771147 | COMPLEX | 2015 | 375.97 | 2000 | 2020 | continuous years
202 | Carl Bailey | Woodruff | AR | White River | 35.2598 | -91.3636 | 210 | 11800747 | ONCE-THROUGH FRESH | GAS STEAM | SW | FR | 11800747 | 0 | 47412 | Caney Creek | 11802439 | I think it should be 11802439 | ONCE-THROUGH FRESH | 2015 | 209.19 | 2000 | 2020 | continuous years
203 | McClellan (AR) | Ouachita | AR | Ouachita River | 33.5644 | -92.7914 | 120 | 22012822 | ONCE-THROUGH FRESH | GAS STEAM | SW | FR | 22012822 | 0 | 558280 | Ouachita River | 22012822 | good | ONCE-THROUGH FRESH | 2015 | 112.07 | 2000 | 2020 | continuous years
204 | Clinton Power Station | DeWitt | IL | Salt Creek | 40.1726 | -88.8344 | 730 | 13552373 | ONCE-THROUGH FRESH | NUCLEAR | SW | FR | 13552373 | 0 |  |  | 13552373 | good | ONCE-THROUGH FRESH | 2015 | 719.73 | 2000 | 2020 | continuous years
207 | St Johns River Power Park | Duval | FL | St. Johns River | 30.4318 | -81.5503 | 10 | 16659807 | RECIRCULATING TOWER | COAL | SW | SA | 16659803 | checked |  |  | 16659803 |  | RECIRCULATING TOWER | 2015 | 11.33 | 2000 | 2018 | continuous years
210 | Wolf Creek Generating Station | Coffey | KS | Wolf Creek Cooling Lake | 38.24 | -95.6897 | 1100 | 20888757 | RECIRCULATING POND | NUCLEAR | SW | FR | 20888757 | checked |  |  | 20890477 |  | RECIRCULATING POND | 2015 | 1100 | 2000 | 2020 | continuous years
260 | Dynegy Moss Landing Power Plant | Monterey | CA | Moss Landing Harbor | 36.8047 | -121.7826 | 0 | 17606205 | ONCE-THROUGH SALINE | COMPLEX | SW | SA | 17606201 | checked | 218129 | Alisal Slough | 17606201 | 17606201 | ONCE-THROUGH SALINE | 2015 | 31.5 | 2000 | 2020 | continuous years
271 | Pittsburg Power | Contra Costa | CA | Sacremento-San Joaquin River D | 38.0396 | -121.8942 | 10 | 2788533 | COMPLEX | GAS STEAM | SW | SA | 948050134 | checked |  |  | 948050134 | 948050134 | COMPLEX | 2015 | 5.84 | 2000 | 2017 | continuous years
298 | Limestone | Limestone | TX | Lake Limestone | 31.423 | -96.2528 | 460 | 5576035 | RECIRCULATING TOWER | COAL | SW | FR | 5576035 | 0 | 1374768 | Lynn Creek | 5576035 |  | RECIRCULATING TOWER | 2015 | 455.87 | 2000 | 2020 | continuous years
302 | Encina | San Diego | CA | Pacific Ocean | 33.1361 | -117.3363 | 0 | 20342643 | ONCE-THROUGH SALINE | GAS STEAM | SW | SA | 20342643 | 0 |  |  | 20342723 | ask Melissa | ONCE-THROUGH SALINE | 2015 | 17.79 | 2000 | 2018 | continuous years
315 | AES Alamitos LLC | Los Angeles | CA | Los Cerritos Channel | 33.7691 | -118.1002 | 0 | 22525185 | ONCE-THROUGH SALINE | GAS STEAM | SW | SA | 22525185 | 0 | 1654998 | San Gabriel River | 22525191 | appears that 22525185 is the outlet, intake is on a setment that appears to be closer to 22525191 | ONCE-THROUGH SALINE | 2015 | 13.68 | 2000 | 2020 | continuous years
330 | El Segundo Power | Los Angeles | CA | Pacific Ocean | 33.9094 | -118.4246 | 0 | 20366339 | ONCE-THROUGH SALINE | GAS STEAM | SW | SA | 20366339 | 0 |  |  | 20366339 | good, although I don’t see an intake structure | ONCE-THROUGH SALINE | 2015 | 18.34 | 2000 | 2015 | continuous years
331 | Etiwanda Generating Station | San Bernardino | CA | Wells | 34.0911 | -117.5279 | 1110 | 22563044 | RECIRCULATING TOWER | GAS STEAM | GW | FR | 22557906 | checked |  |  | 22557906 |  | RECIRCULATING TOWER | 2015 | 1121.39 | 2000 | 2018 | continuous years
335 | AES Huntington Beach LLC | Orange | CA | Pacific Ocean | 33.6427 | -117.9771 | 0 | 22561410 | ONCE-THROUGH SALINE | GAS STEAM | SW | SA | 22561410 | checked |  |  | 22563356 | I think it should be | ONCE-THROUGH SALINE | 2015 | 2.02 | 2000 | 2020 | continuous years
345 | Mandalay | Ventura | CA | Pacific Ocean | 34.2064 | -119.2509 | 10 | 17563304 | ONCE-THROUGH SALINE | GAS STEAM | SW | SA | 17562596 | checked |  |  | 17562596 | 17562596 | ONCE-THROUGH SALINE | 2015 | 12 | 2000 | 2018 | continuous years
350 | Ormond Beach | Ventura | CA | Pacific Ocean | 34.1297 | -119.1686 | 0 | 17563318 | ONCE-THROUGH SALINE | GAS STEAM | SW | SA | 17563318 | 0 |  |  | 17563318 | 17563318 | ONCE-THROUGH SALINE | 2015 | 7.31 | 2000 | 2020 | continuous years
356 | AES Redondo Beach LLC | Los Angeles | CA | Pacific Ocean | 33.8508 | -118.3954 | 0 | 20366347 | ONCE-THROUGH SALINE | GAS STEAM | SW | SA | 20366347 | 0 |  |  | 20366347 | 20366347 | ONCE-THROUGH SALINE | 2015 | 16.13 | 2000 | 2020 | continuous years
358 | Mountainview Generating Station | San Bernardino | CA | Wells | 34.0795 | -117.2415 | 1110 | 24843732 | RECIRCULATING TOWER | NGCC | GW | OT | 948070563 | checked | 273539 | Santa Ana River | 948070563 |  | RECIRCULATING TOWER | 2015 | 1110.1 | 2000 | 2020 | missing 3 years
371 | Columbia Generating Station | Benton | WA | Columbia River | 46.4712 | -119.3347 | 450 | 24415030 | RECIRCULATING TOWER | NUCLEAR | SW | FR | 24415034 | checked | 1140014 | Columbia River | 24415034 |  | RECIRCULATING TOWER | 2015 | 446.94 | 2000 | 2020 | continuous years
377 | Grayson | Los Angeles | CA | Municipality | 34.1561 | -118.2786 | 470 | 22514960 | RECIRCULATING TOWER | COMPLEX | PD | BE | 22514960 | 0 | 245154 | Los Angeles River | 22514960 |  | RECIRCULATING TOWER | 2015 | 467.3 | 2000 | 2020 | continuous years
384 | Joliet 29 | Will | IL | Desplaines River | 41.4947 | -88.1237 | 510 | 14788089 | COMPLEX | COAL | SW | FR | 14788089 | 0 | 421765 | Des Plaines River | 14788089 | 14788089 | COMPLEX | 2015 | 514.27 | 2000 | 2020 | continuous years
389 | El Centro | Imperial | CA | Dogwood Canal | 32.802 | -115.5397 | -50 | 22602435 | RECIRCULATING TOWER | COMPLEX | SW | OT | 22602753 | checked | 238476 | Alamo River | 22602753 |  | RECIRCULATING TOWER | 2015 | -48.12 | 2000 | 2020 | continuous years
399 | Harbor | Los Angeles | CA | Pacific Ocean | 33.7691 | -118.2661 | 17 | 20366391 | ONCE-THROUGH SALINE | NGCC | SW | SA | 20366393 | checked |  |  | 20366393 | I don’t see the intake structure so either of these would probably be ok. Also looks like there are solar panels ~2015 | ONCE-THROUGH SALINE | 2015 | 12.48 | 2000 | 2020 | missing 2 years
400 | Haynes | Los Angeles | CA | Pacific Ocean | 33.7649 | -118.0992 | 0 | 22525185 | ONCE-THROUGH SALINE | COMPLEX | SW | SA | 22525185 | 0 | 1654998 | San Gabriel River | 22525191 | appears that 22525185 is the outlet, intake is on a setment that appears to be closer to 22525191 | ONCE-THROUGH SALINE | 2015 | 14.17 | 2000 | 2020 | continuous years
404 | Scattergood | Los Angeles | CA | Pacific Ocean | 33.9174 | -118.4272 | 0 | 20366337 | ONCE-THROUGH SALINE | GAS STEAM | SW | SA | 20366339 | checked |  |  | 20366339 | good, I think I see the intake | ONCE-THROUGH SALINE | 2015 | 38.08 | 2000 | 2020 | continuous years
408 | Valley (CA) | Los Angeles | CA | Municipality | 34.2447 | -118.3923 | 920 | 22514964 | RECIRCULATING TOWER | NGCC | OT | OT | 22515762 | checked |  |  | 22515762 |  | RECIRCULATING TOWER | 2015 | 925.09 | 2000 | 2020 | continuous years
420 | Broadway (CA) | Los Angeles | CA | Municipality | 34.126 | -118.1478 | 750 | 22515008 | RECIRCULATING TOWER | GAS STEAM | -nr- | -nr- | 22515010 | checked | 238510 | Alhambra Wash | 22515010 |  | RECIRCULATING TOWER | 2015 | 755.13 | 2000 | 2016 | missing 2 years
469 | Cherokee | Adams | CO | South Platte River | 39.8073 | -104.9651 | 5140 | 229709 | RECIRCULATING TOWER | COMPLEX | SW | FR | 229709 | 0 | 201759 | South Platte River | 229709 |  | RECIRCULATING TOWER | 2015 | 5130.88 | 2000 | 2020 | continuous years
470 | Comanche (CO) | Pueblo | CO | Arkansas River | 38.2081 | -104.5757 | 4830 | 951449 | COMPLEX | COAL | SW | FR | 951449 | 0 | 193752 | Saint Charles River | 951449 |  | COMPLEX | 2015 | 4835.07 | 2000 | 2020 | continuous years
477 | Valmont | Boulder | CO | South Boulder Creek | 40.0192 | -105.2014 | 5240 | 2889816 | RECIRCULATING POND | COAL | SW | FR | 2889816 | 0 |  |  | 2889816 | 2889816 | RECIRCULATING POND | 2015 | 5229.21 | 2000 | 2017 | continuous years
492 | Martin Drake | El Paso | CO | Municipality | 38.825 | -104.8323 | 5960 | 1529727 | RECIRCULATING TOWER | COAL | PD | BE | 1529727 | 0 | 193719 | Fountain Creek | 1529727 |  | RECIRCULATING TOWER | 2015 | 5958.05 | 2000 | 2020 | continuous years
493 | George Birdsall | El Paso | CO | Municipality | 38.8814 | -104.8172 | 6175 | 1529685 | RECIRCULATING TOWER | GAS STEAM | -nr- | -nr- | 1529631 | Org comid has name of Monument Creek. Shooks Run is closer but not sure of Fdr. | 193343 | Shooks Run | 1529631 |  | RECIRCULATING TOWER | 2015 | 6169.53 | 2000 | 2020 | continuous years
525 | Hayden | Routt | CO | Yampa River | 40.487 | -107.1854 | 6520 | 120299630 | RECIRCULATING TOWER | COAL | SW | FR | 120299630 | checked | 201985 | Marshall Roberts Ditch to Yampa River | 120299630 |  | RECIRCULATING TOWER | 2015 | 6514.53 | 2000 | 2020 | continuous years
527 | Nucla | Montrose | CO | San Miguel River | 38.2385 | -108.5081 | 5580 | 18375940 | RECIRCULATING TOWER | COAL | SW | FR | 18375940 | 0 | 169587 | San Miguel River | 18375940 |  | RECIRCULATING TOWER | 2015 | 5570.33 | 2000 | 2019 | continuous years
533 | McWilliams | Covington | AL | Conecuh River | 31.4009 | -86.4792 | 197 | 2378841 | RECIRCULATING TOWER | NGCC | -nr- | -nr- | 2378841 | 0 | 308593 | Conecuh River | 2378841 |  | RECIRCULATING TOWER | 2015 | 189.19 | 2000 | 2020 | continuous years
546 | Montville Station | New London | CT | Thames River | 41.4279 | -72.101 | 0 | 6171772 | ONCE-THROUGH SALINE | OIL | SW | SA | 6171772 | 0 | 211397 | Thames River | 6171772 | 6171772 | ONCE-THROUGH SALINE | 2015 | 5.45 | 2000 | 2020 | continuous years
550 | Kettle Falls Generating Station | Stevens | WA | Wells | 48.6203 | -118.1106 | 1442 | 23031458 | RECIRCULATING TOWER | BIOMASS | GW | -nr- | 23031458 | 0 | 1140014 | Columbia River | 23031458 |  | RECIRCULATING TOWER | 2015 | 1447.18 | 2000 | 2020 | continuous years
562 | Middletown | Middlesex | CT | Connecticut River | 41.5549 | -72.5793 | 20 | 7701182 | COMPLEX | OIL | SW | FR | 7701182 | 0 | 206425 | Connecticut River | 7701182 | 7701182 | COMPLEX | 2015 | 24.8 | 2000 | 2020 | continuous years
564 | Stanton Energy Center | Orange | FL | Eastern Water Reclaimation Fac | 28.4825 | -81.1665 | 80 | 11009165 | RECIRCULATING TOWER | NGCC | PD | BE | 11009165 | 0 | 283777 | Hart Branch | 11009165 |  | RECIRCULATING TOWER | 2015 | 75.94 | 2000 | 2020 | continuous years
566 | Millstone | New London | CT | Long Island Sound | 41.3115 | -72.1679 | 0 | 6170916 | ONCE-THROUGH SALINE | NUCLEAR | SW | SA | 6170916 | 0 |  |  | 6170916 | 6170916 | ONCE-THROUGH SALINE | 2015 | 20.79 | 2000 | 2020 | continuous years
568 | Bridgeport Station | Fairfield | CT | Bridgeport Harbor | 41.1714 | -73.184 | 0 | 7734269 | ONCE-THROUGH SALINE | COAL | SW | SA | 7734269 | 0 |  |  | 7734269 | 7734269 | ONCE-THROUGH SALINE | 2015 | 9.97 | 2000 | 2020 | continuous years
589 | J C McNeil | Chittenden | VT | Wells | 44.4931 | -73.2084 | 115 | 4578832 | RECIRCULATING TOWER | BIOMASS | GW | -nr- | 4578832 | 0 | 1460304 | Winooski River | 4578832 |  | RECIRCULATING TOWER | 2015 | 114.64 | 2000 | 2020 | continuous years
593 | Edge Moor | New Castle | DE | Delaware River | 39.7383 | -75.5035 | 10 | 24902756 | ONCE-THROUGH SALINE | GAS STEAM | SW | SA | 24902756 | 0 | 214637 | Shellpot Creek | 24902756 |  | ONCE-THROUGH SALINE | 2015 | 9.19 | 2000 | 2020 | continuous years
594 | Indian River Generating Station | Sussex | DE | Indian River | 38.5854 | -75.235 | 10 | 8409147 | RECIRCULATING TOWER | COAL | SW | SA | 8415651 | checked |  |  | 8415651 |  | RECIRCULATING TOWER | 2015 | 8.78 | 2000 | 2020 | continuous years
599 | McKee Run | Kent | DE | Municipality | 39.1747 | -75.5449 | 40 | 8075732 | RECIRCULATING TOWER | GAS STEAM | GW | FR | 8075732 | 0 |  |  | 8075732 |  | RECIRCULATING TOWER | 2015 | 36.34 | 2000 | 2020 | continuous years
602 | Brandon Shores | Anne Arundel | MD | Patapsco River | 39.1809 | -76.5386 | 20 | 11690244 | RECIRCULATING TOWER | COAL | SW | SA | 11690608 | checked |  |  | 11690608 |  | RECIRCULATING TOWER | 2015 | 33.52 | 2000 | 2020 | continuous years
609 | Cape Canaveral | Brevard | FL | Indian River | 28.4689 | -80.7643 | 0 | 16699891 | ONCE-THROUGH SALINE | NGCC | SW | SA | 16699891 | 0 | 307995 | Indian River | 16699891 | 16699891 | ONCE-THROUGH SALINE | 2015 | 11.52 | 2000 | 2020 | missing 2 years
612 | Fort Myers | Lee | FL | Caloosahatchee River | 26.6977 | -81.7819 | 0 | 10247759 | ONCE-THROUGH SALINE | NGCC | SW | SA | 10247759 | 0 | 307451 | Caloosahatchee River | 10247759 | 10247759, also there are recirc towers since 2004 | ONCE-THROUGH SALINE | 2015 | 9.7 | 2000 | 2020 | continuous years
613 | Lauderdale | Broward | FL | Dania Cut-Off Canal | 26.0687 | -80.1984 | 0 | 79368 | ONCE-THROUGH SALINE | NGCC | SW | SA | 79368 | 0 | 281280 | Dania Cut-Off Canal | 79368 | 79368 | ONCE-THROUGH SALINE | 2015 | 7 | 2000 | 2018 | continuous years
619 | Riviera | Palm Beach | FL | Lake Worth | 26.7653 | -80.0525 | 6 | 0 | ONCE-THROUGH SALINE | NGCC | SW | SA | 68206 | 1 | 293537 | Lake Worth | 68206 | 68206 | ONCE-THROUGH SALINE | 2015 | 7.68 | 2000 | 2020 | missing 4 years
620 | Sanford | Volusia | FL | St. Johns River | 28.8422 | -81.3253 | 15 | 11033091 | RECIRCULATING POND | NGCC | SW | FR | 11033091 | 0 |  |  | 11033091 | 11033091 | RECIRCULATING POND | 2015 | 15.79 | 2000 | 2020 | continuous years
621 | Turkey Point | Miami Dade | FL | Biscayne Bay | 25.4349 | -80.3309 | 4 | 90516 | COMPLEX | COMPLEX | SW | SA | 90516 | 0 |  |  | 90516 | 90516 | COMPLEX | 2015 | 5.69 | 2000 | 2020 | continuous years
628 | Crystal River | Citrus | FL | Gulf of Mexico | 28.9658 | -82.6981 | 2 | 16928218 | COMPLEX | COAL | SW | SA | 16928218 | 0 |  |  | 16928218 | 16928218 | COMPLEX | 2015 | 9.37 | 2000 | 2020 | continuous years
634 | P L Bartow | Pinellas | FL | Tampa Bay | 27.8615 | -82.6009 | 0 | 16919460 | ONCE-THROUGH SALINE | NGCC | SW | SA | 16919460 | 0 |  |  | 16919460 | not sure where intake is | ONCE-THROUGH SALINE | 2015 | 0.6 | 2000 | 2020 | continuous years
638 | Suwannee River | Suwannee | FL | Suwannee River | 30.3764 | -83.1808 | 60 | 2230475 | ONCE-THROUGH FRESH | GAS STEAM | SW | FR | 2230475 | 0 | 308455 | Suwannee River | 2230475 | 2230475 | ONCE-THROUGH FRESH | 2015 | 72.02 | 2000 | 2016 | continuous years
641 | Crist | Escambia | FL | Escambia River | 30.5657 | -87.2246 | 25 | 450574 | COMPLEX | COAL | SW | SA | 450574 | 0 | 280526 | Clear Creek | 450574 | 450574 | COMPLEX | 2015 | 18.06 | 2000 | 2020 | continuous years
642 | Scholz | Jackson | FL | Apalachicola River | 30.6692 | -84.887 | 89 | 902800005 | ONCE-THROUGH FRESH | COAL | SW | FR | 166758866 | checked | 305219 | Apalachicola River | 166758866 | 166758866 | ONCE-THROUGH FRESH | 2015 | 89.09 | 2000 | 2015 | continuous years
643 | Lansing Smith | Bay | FL | North Bay | 30.2687 | -85.7001 | 8 | 2178625 | COMPLEX | COMPLEX | SW | SA | 2178625 | 0 | 277774 | Alligator Bayou | 2179207 | 2179207 | COMPLEX | 2015 | 12.61 | 2000 | 2020 | continuous years
645 | Big Bend | Hillsborough | FL | Tampa Bay | 27.7947 | -82.4032 | 0 | 16919198 | ONCE-THROUGH SALINE | COAL | SW | SA | 16919198 | 0 |  |  | 16919194 | check with Melissa | ONCE-THROUGH SALINE | 2015 | 7.27 | 2000 | 2020 | continuous years
649 | Vogtle | Burke | GA | Savannah River | 33.1421 | -81.7595 | 210 | 22730673 | RECIRCULATING TOWER | NUCLEAR | SW | FR | 22730673 | 0 | 1253486 | Savannah River | 22730673 |  | RECIRCULATING TOWER | 2015 | 213.81 | 2000 | 2020 | continuous years
663 | Deerhaven Generating Station | Alachua | FL | Wells in Floridan Aquifer | 29.7588 | -82.3878 | 190 | 2161866 | RECIRCULATING TOWER | GAS STEAM | GW | FR | 2161866 | checked | 292515 | Turkey Creek | 2161866 |  | RECIRCULATING TOWER | 2015 | 184.27 | 2000 | 2020 | continuous years
664 | John R Kelly | Alachua | FL | Wells | 29.6459 | -82.3218 | 148 | 902340042 | RECIRCULATING TOWER | NGCC | GW | FR | 166757566 | checked | 291948 | Sweetwater Branch | 166757566 |  | RECIRCULATING TOWER | 2015 | 142.8 | 2000 | 2020 | continuous years
667 | Northside Generating Station | Duval | FL | St. Johns River | 30.4172 | -81.552 | 0 | 16659871 | ONCE-THROUGH SALINE | COMPLEX | SW | SA | 16659871 | 0 | 290474 | San Carlos Creek | 16659905 |  | ONCE-THROUGH SALINE | 2015 | 9.23 | 2000 | 2020 | continuous years
673 | Tom G Smith | Palm Beach | FL | Municipality | 26.6134 | -80.0676 | 24 | 68246 | RECIRCULATING TOWER | COMPLEX | -nr- | -nr- | 68246 | 0 |  |  | 68246 |  | RECIRCULATING TOWER | 2015 | 23 | 2000 | 2020 | continuous years
675 | Larsen Memorial | Polk | FL | Lake Parker | 28.0496 | -81.923 | 133 | 16794835 | ONCE-THROUGH FRESH | NGCC | SW | FR | 16794835 | 0 | 290111 | Saddle Creek | 16794835 | I think correct, just double check | ONCE-THROUGH FRESH | 2015 | 133.06 | 2000 | 2020 | continuous years
676 | C D McIntosh Jr | Polk | FL | Municipality | 28.0799 | -81.9234 | 140 | 16794835 | RECIRCULATING TOWER | COMPLEX | PD | BE | 16794835 | 0 | 290111 | Saddle Creek | 16794835 | I think correct, just double check | RECIRCULATING TOWER | 2015 | 135.78 | 2000 | 2020 | continuous years
688 | Arvah B Hopkins | Leon | FL | Wells | 30.4523 | -84.3996 | 130 | 10364936 | RECIRCULATING TOWER | COMPLEX | GW | FR | 10364936 | 0 |  |  | 10364936 |  | RECIRCULATING TOWER | 2015 | 135.23 | 2000 | 2020 | continuous years
689 | S O Purdom | Wakulla | FL | St. Marks River | 30.1627 | -84.1994 | 4 | 10319920 | RECIRCULATING TOWER | NGCC | SW | FR | 10320746 | checked | 290295 | Saint Marks River | 10320746 |  | RECIRCULATING TOWER | 2015 | 9.01 | 2000 | 2020 | continuous years
693 | Vero Beach Municipal Power Plant | Indian River | FL | Indian River | 27.6332 | -80.3775 | 0 | 20119434 | COMPLEX | COMPLEX | SW | SA | 20119436 | checked |  |  | 20119436 | 20119436 | COMPLEX | 2015 | 0.48 | 2000 | 2015 | continuous years
703 | Bowen | Bartow | GA | Etowah River | 34.1247 | -84.9214 | 720 | 6497880 | RECIRCULATING TOWER | COAL | SW | FR | 6499098 | checked | 355719 | Etowah River | 6499098 |  | RECIRCULATING TOWER | 2015 | 726.34 | 2000 | 2020 | continuous years
708 | Hammond | Floyd | GA | Coosa River | 34.2525 | -85.3455 | 590 | 15821397 | ONCE-THROUGH FRESH | COAL | SW | FR | 15823205 | checked | 169321 | Coosa River | 15823205 | 15823205 | ONCE-THROUGH FRESH | 2015 | 587.66 | 2000 | 2019 | continuous years
709 | Harllee Branch | Putnam | GA | Lake Sinclair | 33.1948 | -83.2978 | 360 | 1057719 | ONCE-THROUGH FRESH | COAL | SW | FR | 1057719 | 0 | 310995 | Beaverdam Creek | 1057729 | I think it should be 1057729 | ONCE-THROUGH FRESH | 2015 | 363.95 | 2000 | 2015 | continuous years
710 | Jack McDonough | Cobb | GA | Chattahoochee River | 33.8245 | -84.4749 | 810 | 3286334 | RECIRCULATING TOWER | NGCC | SW | FR | 3286334 | 0 | 354236 | Chattahoochee River | 3286334 |  | RECIRCULATING TOWER | 2015 | 776.52 | 2000 | 2020 | continuous years
715 | McManus | Glynn | GA | Turtle River | 31.2136 | -81.5464 | 0 | 9903689 | ONCE-THROUGH SALINE | OIL | SW | SA | 9902221 | checked |  |  | 9902545 | looks like intake is on 9902545 | ONCE-THROUGH SALINE | 2015 | 11.36 | 2000 | 2015 | continuous years
727 | Mitchell (GA) | Dougherty | GA | Flint River | 31.4442 | -84.135 | 180 | 902770057 | ONCE-THROUGH FRESH | COAL | SW | FR | 166744274 | checked | 358207 | Flint River | 166744274 | 166744274 | ONCE-THROUGH FRESH | 2015 | 176.57 | 2000 | 2016 | continuous years
728 | Yates | Coweta | GA | Chattahoochee River | 33.4621 | -84.8982 | 750 | 3288658 | RECIRCULATING TOWER | COMPLEX | SW | FR | 3288658 | 0 |  |  | 3288658 |  | RECIRCULATING TOWER | 2015 | 745.2 | 2000 | 2020 | continuous years
733 | Kraft | Chatham | GA | Savannah River | 32.1491 | -81.1454 | 0 | 20107245 | ONCE-THROUGH SALINE | COMPLEX | SW | SA | 20107245 | 0 | 314442 | Front River | 20107245 | 20107245 | ONCE-THROUGH SALINE | 2015 | 9.59 | 2000 | 2015 | continuous years
753 | Crisp Plant | Worth | GA | Lake Blackshear | 31.8449 | -83.9406 | 241 | 6445746 | ONCE-THROUGH FRESH | COMPLEX | SW | -nr- | 6445746 | 0 | 323845 | Swift Creek | 6445746 | 6445746 | ONCE-THROUGH FRESH | 2015 | 240 | 2000 | 2018 | continuous years
765 | Kahe | Honolulu | HI | Pacific Ocean | 21.3563 | -158.129 | 0 | 21576449 | ONCE-THROUGH SALINE | OIL | SW | SA | 2666869 | 1 |  | Pacific Ocean | 800014248 | 800014248 | ONCE-THROUGH SALINE | 2015 | 21.43 | 2000 | 2020 | continuous years
766 | Waiau | Honolulu | HI | Pearl Harbor | 21.3886 | -157.9608 | 0 | 21578337 | ONCE-THROUGH SALINE | OIL | SW | SA | 2666869 | 1 |  | Pacific Ocean | 800014248 | 800014248 | ONCE-THROUGH SALINE | 2015 | 5.11 | 2000 | 2020 | continuous years
772 | W H Hill | Hawaii | HI | Wells | 19.704 | -155.0608 | 56 | 21599641 | RECIRCULATING TOWER | OIL | GW | FR | 2666869 | 1 |  | Pacific Ocean |  |  | RECIRCULATING TOWER | 2015 | 55.48 | 2000 | 2020 | continuous years
856 | E D Edwards | Peoria | IL | Illinois River | 40.5952 | -89.6627 | 450 | 13606204 | ONCE-THROUGH FRESH | COMPLEX | SW | FR | 13606204 | 0 | 410769 | Illinois River | 13606204 | 13606204 | ONCE-THROUGH FRESH | 2015 | 461.66 | 2000 | 2020 | continuous years
861 | Coffeen | Montgomery | IL | McDavid Branch | 39.0586 | -89.4035 | 620 | 13882002 | COMPLEX | COAL | SW | FR | 13882002 | 0 |  |  | 13882002 |  | COMPLEX | 2015 | 615.78 | 2000 | 2019 | continuous years
862 | Grand Tower Energy Center LLC | Jackson | IL | Mississippi River | 37.6577 | -89.5115 | 363 | 5089970 | ONCE-THROUGH FRESH | NGCC | SW | -nr- | 5089970 | 0 | 1629903 | Mississippi River | 5089970 | 5089970 | ONCE-THROUGH FRESH | 2015 | 363.11 | 2001 | 2020 | continuous years
869 | Dresden Generating Station | Grundy | IL | Kankakee River | 41.3898 | -88.2678 | 520 | 14780096 | COMPLEX | NUCLEAR | SW | FR | 13438779 | checked |  | unnamed trib to Kankakee River | 13439311 | ask Melissa | COMPLEX | 2015 | 518.29 | 2000 | 2020 | continuous years
874 | Joliet 9 | Will | IL | Desplaines River | 41.4933 | -88.1156 | 530 | 14788089 | ONCE-THROUGH FRESH | COAL | SW | FR | 14788089 | 0 | 421765 | Des Plaines River | 14788089 | 14788089 | ONCE-THROUGH FRESH | 2015 | 514.54 | 2000 | 2020 | continuous years
876 | Kincaid Generation LLC | Christian | IL | Sangchris Lake | 39.5917 | -89.4965 | 600 | 13565486 | ONCE-THROUGH FRESH | COAL | SW | FR | 13565486 | 0 |  |  | 13565478 | I think it should be 13565478 | ONCE-THROUGH FRESH | 2015 | 599.23 | 2000 | 2020 | continuous years
879 | Powerton | Tazewell | IL | Illinois River | 40.5413 | -89.6797 | 460 | 13605832 | RECIRCULATING POND | COAL | SW | FR | 13605832 | 0 |  |  | 13606226 |  | RECIRCULATING POND | 2015 | 463.74 | 2000 | 2020 | continuous years
880 | Quad Cities Generating Station | Rock Island | IL | Mississippi River | 41.7264 | -90.3104 | 600 | 14804379 | ONCE-THROUGH FRESH | NUCLEAR | SW | FR | 14804379 | 0 | 1629903 | Mississippi River | 14804379 | 14804379 | ONCE-THROUGH FRESH | 2015 | 594.19 | 2000 | 2020 | continuous years
883 | Waukegan | Lake | IL | Lake Michigan | 42.3827 | -87.8141 | 580 | 12170763 | ONCE-THROUGH FRESH | COAL | SW | FR | 12170763 | 0 |  |  | 12170763 | 12170763 | ONCE-THROUGH FRESH | 2015 | 585.43 | 2000 | 2020 | continuous years
884 | Will County | Will | IL | Chicago Sanitary and Ship | 41.6338 | -88.0625 | 580 | 14787485 | ONCE-THROUGH FRESH | COAL | SW | FR | 14787485 | 0 | 421744 | Chicago Sanitary and Ship Canal | 14787485 | 14787485 | ONCE-THROUGH FRESH | 2015 | 586.68 | 2000 | 2020 | continuous years
887 | Joppa Steam | Massac | IL | Ohio River | 37.2094 | -88.8588 | 350 | 1839963 | ONCE-THROUGH FRESH | COAL | SW | FR | 1839963 | 0 | 425264 | Ohio River | 1839963 | 1839963 | ONCE-THROUGH FRESH | 2015 | 348.74 | 2000 | 2020 | continuous years
889 | Baldwin Energy Complex | Randolph | IL | Baldwin Lake, Kaskaskia River | 38.2045 | -89.8557 | 430 | 13891984 | RECIRCULATING POND | COAL | SW | FR | 13891984 | 0 |  |  | 13891984 | 13891984 | RECIRCULATING POND | 2015 | 439.03 | 2000 | 2020 | continuous years
891 | Havana | Mason | IL | Illinois River | 40.2804 | -90.0797 | 460 | 13608610 | RECIRCULATING TOWER | COAL | SW | FR | 13608610 | 0 | 410769 | Illinois River | 13608610 |  | RECIRCULATING TOWER | 2015 | 459.55 | 2000 | 2019 | continuous years
892 | Hennepin Power Station | Putnam | IL | Illinois River | 41.3031 | -89.3153 | 460 | 14837739 | ONCE-THROUGH FRESH | COAL | SW | FR | 14837739 | 0 | 410769 | Illinois River | 14837739 | 14837739 | ONCE-THROUGH FRESH | 2015 | 464.4 | 2000 | 2019 | continuous years
898 | Wood River | Madison | IL | Mississippi River | 38.8636 | -90.1342 | 440 | 879884 | ONCE-THROUGH FRESH | COAL | SW | FR | 880648 | checked | 1629903 | Mississippi River | 880648 | 880648 | ONCE-THROUGH FRESH | 2015 | 434.93 | 2000 | 2016 | continuous years
963 | Dallman | Sangamon | IL | Lake Springfield | 39.7546 | -89.6015 | 580 | 13565430 | COMPLEX | COAL | SW | FR | 13565430 | 0 | 419267 | Sugar Creek | 13565430 | 13565430 | COMPLEX | 2015 | 581.75 | 2000 | 2020 | continuous years
972 | Winnetka | Cook | IL | Municipality | 42.1158 | -87.7312 | 575 | 12170793 | ONCE-THROUGH FRESH | GAS STEAM | SW | -nr- | 12170793 | 0 |  |  | 12170793 | 12170793, although could be municipality, Lake Michigan is more accurate | ONCE-THROUGH FRESH | 2015 | 580.75 | 2000 | 2020 | missing 1 years
976 | Marion | Williamson | IL | Lake Egypt | 37.6199 | -88.9533 | 510 | 10147935 | ONCE-THROUGH FRESH | COMPLEX | SW | FR | 10147935 | checked | 418771 | South Fork Saline River | 10147935 | 10147935 | ONCE-THROUGH FRESH | 2015 | 516.96 | 2000 | 2020 | continuous years
983 | Clifty Creek | Jefferson | IN | Ohio River | 38.7379 | -85.4199 | 460 | 10161916 | ONCE-THROUGH FRESH | COAL | SW | FR | 10161916 | checked | 425264 | Ohio River | 10161916 | 10161916 | ONCE-THROUGH FRESH | 2015 | 463.95 | 2000 | 2020 | continuous years
988 | Tanners Creek | Dearborn | IN | Ohio River | 39.0812 | -84.8597 | 490 | 3406123 | ONCE-THROUGH FRESH | COMPLEX | SW | FR | 3406123 | 0 | 425264 | Ohio River | 3406123 | 3406123 | ONCE-THROUGH FRESH | 2015 | 489.85 | 2000 | 2015 | continuous years
990 | Harding Street | Marion | IN | West fork of White River | 39.7111 | -86.1974 | 680 | 18476493 | COMPLEX | COAL | SW | FR | 18476493 | 0 |  |  | 18476893 | change to 18476893 | COMPLEX | 2015 | 683.89 | 2000 | 2020 | continuous years
991 | Eagle Valley | Morgan | IN | West fork of White River | 39.4852 | -86.4185 | 620 | 18477247 | COMPLEX | COAL | SW | FR | 18477247 | 0 | 445955 | White River | 18477247 | 18477247 | COMPLEX | 2015 | 616.55 | 2000 | 2020 | missing 1 years
992 | CC Perry K | Marion | IN | W. Fork, White River | 39.762 | -86.1727 | 706 | 18476879 | RECIRCULATING TOWER | GAS STEAM | SW | FR | 18476879 | 0 | 445955 | White River | 18476879 |  | RECIRCULATING TOWER | 2015 | 686.93 | 2000 | 2020 | missing 2 years
994 | AES Petersburg | Pike | IN | White River | 38.528 | -87.2526 | 440 | 18471122 | COMPLEX | COAL | SW | FR | 18471122 | 0 | 437867 | Lick Creek | 18471050 | change to 18471050 | COMPLEX | 2015 | 434.02 | 2000 | 2020 | continuous years
995 | Bailly | Porter | IN | Lake Michigan | 41.6438 | -87.1226 | 620 | 3398586 | ONCE-THROUGH FRESH | COAL | SW | FR | 3398586 | 0 |  |  | 3398586 | 3398586 | ONCE-THROUGH FRESH | 2015 | 615.65 | 2000 | 2018 | continuous years
997 | Michigan City | LaPorte | IN | Lake Michigan | 41.7215 | -86.9103 | 600 | 3397270 | RECIRCULATING TOWER | COAL | SW | FR | 3397270 | 0 |  |  | 3397270 |  | RECIRCULATING TOWER | 2015 | 588.96 | 2000 | 2020 | continuous years
1001 | Cayuga | Vermillion | IN | Wabash River | 39.9237 | -87.4269 | 510 | 10209979 | ONCE-THROUGH FRESH | COAL | SW | FR | 10209979 | 0 |  |  | 10209979 | 10209979 | ONCE-THROUGH FRESH | 2015 | 505.34 | 2000 | 2020 | continuous years
1007 | Noblesville | Hamilton | IN | White River | 40.0971 | -85.9713 | 790 | 18474971 | RECIRCULATING TOWER | NGCC | SW | FR | 18474971 | 0 | 445955 | White River | 18474971 |  | RECIRCULATING TOWER | 2015 | 785.37 | 2000 | 2020 | continuous years
1008 | R Gallagher | Floyd | IN | Ohio River | 38.2631 | -85.8385 | 460 | 10164012 | ONCE-THROUGH FRESH | COAL | SW | FR | 10164012 | 0 | 425264 | Ohio River | 10164012 |  | ONCE-THROUGH FRESH | 2015 | 454.48 | 2000 | 2020 | continuous years
1010 | Wabash River | Vigo | IN | Wabash River | 39.5281 | -87.4232 | 490 | 10283906 | ONCE-THROUGH FRESH | COAL | SW | FR | 935120043 | checked | 449850 | Wabash River | 935120043 |  | ONCE-THROUGH FRESH | 2015 | 482.98 | 2000 | 2016 | continuous years
1012 | F B Culley | Warrick | IN | Ohio River | 37.9094 | -87.3251 | 390 | 10110269 | ONCE-THROUGH FRESH | COAL | SW | FR | 10110339 | checked | 425264 | Ohio River | 10110339 |  | ONCE-THROUGH FRESH | 2015 | 390.95 | 2000 | 2020 | continuous years
1016 | Butler-Warner Generation Plant | Cumberland | NC | City Water | 35.0981 | -78.8297 | 93 | 8846557 | RECIRCULATING TOWER | COMPLEX | -nr- | -nr- | 8846557 | 0 |  |  | 8846557 |  | RECIRCULATING TOWER | 2015 | 93.95 | 2000 | 2020 | continuous years
1032 | Logansport | Cass | IN | Eel River | 40.7587 | -86.3604 | 606 | 18500128 | ONCE-THROUGH FRESH | COAL | SW | -nr- | 18500128 | 0 | 434037 | Eel River | 18500128 |  | ONCE-THROUGH FRESH | 2015 | 604.58 | 2000 | 2016 | continuous years
1040 | Whitewater Valley | Wayne | IN | East Fork Of Whitewater River | 39.803 | -84.8952 | 994 | 3922369 | RECIRCULATING TOWER | COAL | SW | -nr- | 3922369 | 0 | 433904 | East Fork Whitewater River | 3922369 |  | RECIRCULATING TOWER | 2015 | 991.75 | 2000 | 2020 | continuous years
1043 | Frank E Ratts | Pike | IN | White River | 38.5202 | -87.2663 | 437 | 18472136 | COMPLEX | COAL | SW | FR | 18472136 | 0 | 445955 | White River | 18472136 |  | COMPLEX | 2015 | 434.11 | 2000 | 2015 | continuous years
1047 | Lansing | Allamakee | IA | Mississippi River | 43.336 | -91.1665 | 640 | 13210258 | ONCE-THROUGH FRESH | COAL | SW | FR | 13210258 | checked | 1629903 | Mississippi River | 13211666 |  | ONCE-THROUGH FRESH | 2015 | 638.08 | 2000 | 2020 | continuous years
1048 | Milton L Kapp | Clinton | IA | Mississippi River | 41.8081 | -90.2338 | 590 | 14804357 | ONCE-THROUGH FRESH | COAL | SW | FR | 14804357 | 0 | 454462 | Beaver Slough | 14804357 |  | ONCE-THROUGH FRESH | 2015 | 589.16 | 2000 | 2018 | continuous years
1060 | Duane Arnold Energy Center | Linn | IA | Cedar River | 42.1007 | -91.7776 | 750 | 22473949 | RECIRCULATING TOWER | NUCLEAR | SW | FR | 22473949 | 0 |  |  | 22473949 |  | RECIRCULATING TOWER | 2015 | 756.96 | 2000 | 2020 | continuous years
1073 | Prairie Creek | Linn | IA | Cedar River | 41.9432 | -91.6407 | 720 | 22477477 | ONCE-THROUGH FRESH | COAL | SW | FR | 22477477 | 0 |  |  | 17556781 |  | ONCE-THROUGH FRESH | 2015 | 724.15 | 2000 | 2020 | continuous years
1077 | Sutherland | Marshall | IA | Wells | 42.0473 | -92.8597 | 860 | 17538959 | RECIRCULATING TOWER | GAS STEAM | GW | FR | 17538901 | checked | 457834 | Iowa River | 17538901 |  | RECIRCULATING TOWER | 2015 | 860.26 | 2000 | 2017 | continuous years
1081 | Riverside | Scott | IA | Mississippi River | 41.54 | -90.4481 | 570 | 14804493 | ONCE-THROUGH FRESH | COMPLEX | SW | FR | 14804493 | 0 | 1629903 | Mississippi River | 14804493 |  | ONCE-THROUGH FRESH | 2015 | 568.42 | 2000 | 2020 | continuous years
1082 | Walter Scott Jr Energy Center | Pottawattamie | IA | Missouri River, Wells | 41.18 | -95.8395 | 970 | 17219106 | COMPLEX | COAL | SW | FR | 17219106 | 0 | 459261 | Mosquito Creek | 17219490 |  | COMPLEX | 2015 | 980.36 | 2000 | 2020 | continuous years
1091 | George Neal North | Woodbury | IA | Missouri River | 42.3249 | -96.3795 | 1080 | 17244416 | ONCE-THROUGH FRESH | COAL | SW | FR | 17244416 | 0 | 756398 | Missouri River | 17244416 |  | ONCE-THROUGH FRESH | 2015 | 1077.99 | 2000 | 2020 | continuous years
1104 | Burlington (IA) | Des Moines | IA | Mississippi River | 40.7411 | -91.1171 | 530 | 6966239 | ONCE-THROUGH FRESH | COAL | SW | FR | 6966239 | 0 | 1629903 | Mississippi River | 6966239 |  | ONCE-THROUGH FRESH | 2015 | 534.6 | 2000 | 2020 | continuous years
1122 | Ames Electric Services Power Plant | Story | IA | Wells - Ames Alluvial Aquifer | 42.0253 | -93.6082 | 920 | 6979020 | RECIRCULATING TOWER | COMPLEX | GW | FR | 6979022 | checked | 461933 | Squaw Creek | 6979022 |  | RECIRCULATING TOWER | 2015 | 920.72 | 2000 | 2020 | continuous years
1131 | Streeter Station | Black Hawk | IA | Wells | 42.5271 | -92.4397 | 854 | 22471913 | COMPLEX | COMPLEX | GW | FR | 22471913 | 0 | 456037 | Dry Run | 22471913 |  | COMPLEX | 2015 | 859.64 | 2000 | 2020 | continuous years
1167 | Muscatine Plant #1 | Muscatine | IA | Mississippi River | 41.3896 | -91.0575 | 550 | 14806993 | ONCE-THROUGH FRESH | COAL | SW | FR | 14807223 | checked | 1629903 | Mississippi River | 14807223 |  | ONCE-THROUGH FRESH | 2015 | 550.83 | 2000 | 2020 | continuous years
1206 | Summit Lake | Union | IA | Green Valley Lake | 41.1132 | -94.3469 | 1334 | 5135921 | RECIRCULATING TOWER | NGCC | SW | FR | 5135921 | checked |  |  | 5135921 |  | RECIRCULATING TOWER | 2015 | 1332.76 | 2000 | 2020 | continuous years
1217 | Earl F Wisdom | Clay | IA | Wells | 43.1604 | -95.257 | 1342 | 14620452 | RECIRCULATING TOWER | GAS STEAM | GW | -nr- | 14620452 | 0 |  |  | 14620452 |  | RECIRCULATING TOWER | 2015 | 1342.44 | 2000 | 2020 | continuous years
1230 | Cimarron River | Seward | KS | Wells | 37.159 | -100.7631 | 2605 | 21097713 | RECIRCULATING TOWER | GAS STEAM | GW | -nr- | 21097713 | 0 | 1091369 | Cimarron River | 21097713 |  | RECIRCULATING TOWER | 2015 | 2605 | 2000 | 2020 | continuous years
1233 | Fort Dodge | Ford | KS | Wells | 37.7332 | -99.9501 | 2460 | 22083263 | RECIRCULATING TOWER | GAS STEAM | GW | FR | 22083263 | 0 |  |  | 22083263 |  | RECIRCULATING TOWER | 2015 | 2458.7 | 2000 | 2020 | continuous years
1240 | Gordon Evans Energy Center | Sedgwick | KS | Wells | 37.7907 | -97.5216 | 1380 | 21164735 | RECIRCULATING TOWER | GAS STEAM | GW | FR | 21164735 | 0 |  |  | 21164735 |  | RECIRCULATING TOWER | 2015 | 1380.8 | 2000 | 2018 | continuous years
1241 | La Cygne | Linn | KS | Lacygne Lake | 38.3481 | -94.6447 | 850 | 2998084 | ONCE-THROUGH FRESH | COAL | SW | FR | 2998084 | checked |  |  | 2998088 |  | ONCE-THROUGH FRESH | 2015 | 850.53 | 2000 | 2020 | continuous years
1242 | Murray Gill | Sedgwick | KS | Wells | 37.5954 | -97.4143 | 1300 | 21165093 | RECIRCULATING TOWER | GAS STEAM | GW | FR | 21144356 | checked |  |  | 21144356 |  | RECIRCULATING TOWER | 2015 | 1304.92 | 2000 | 2018 | continuous years
1248 | Hutchinson Energy Center | Reno | KS | Wells | 38.0914 | -97.8724 | 1600 | 21187581 | RECIRCULATING TOWER | GAS STEAM | GW | FR | 21187581 | 0 |  |  | 21187581 |  | RECIRCULATING TOWER | 2015 | 1605.87 | 2000 | 2015 | continuous years
1250 | Lawrence Energy Center | Douglas | KS | Kansas River | 39.0078 | -95.2695 | 840 | 3729567 | RECIRCULATING TOWER | COAL | SW | FR | 3729567 | 0 | 485184 | Kansas River | 3729567 |  | RECIRCULATING TOWER | 2015 | 841.64 | 2000 | 2020 | continuous years
1252 | Tecumseh Energy Center | Shawnee | KS | Kansas River | 39.054 | -95.5687 | 880 | 3646866 | RECIRCULATING TOWER | COAL | SW | FR | 3646866 | 0 |  |  | 3646866 |  | RECIRCULATING TOWER | 2015 | 877.8 | 2000 | 2018 | continuous years
1271 | Coffeyville | Montgomery | KS | Municipality | 37.0375 | -95.6124 | 733 | 21797429 | RECIRCULATING TOWER | GAS STEAM | -nr- | -nr- | 21797429 | 0 | 1099243 | Verdigris River | 21797429 |  | RECIRCULATING TOWER | 2015 | 731.56 | 2000 | 2020 | continuous years
1295 | Quindaro | Wyandotte | KS | Missouri River | 39.1511 | -94.6372 | 760 | 2255479 | ONCE-THROUGH FRESH | COAL | SW | FR | 2255479 | 0 | 756398 | Missouri River | 2255479 |  | ONCE-THROUGH FRESH | 2015 | 755.12 | 2000 | 2019 | continuous years
1317 | Pratt | Pratt | KS | Municipality | 37.6371 | -98.7432 | 1870 | 21149394 | RECIRCULATING TOWER | GAS STEAM | -nr- | -nr- | 21149394 | 0 |  |  | 21149394 |  | RECIRCULATING TOWER | 2015 | 1873.23 | 2000 | 2020 | missing 2 years
1330 | Wellington 1 | Sumner | KS | Municipality | 37.2611 | -97.4053 | 1213 | 21166211 | RECIRCULATING TOWER | GAS STEAM | -nr- | -nr- | 21166211 | 0 |  |  | 21166211 |  | RECIRCULATING TOWER | 2015 | 1217.19 | 2000 | 2020 | missing 1 years
1336 | Garden City | Finney | KS | Wells | 37.9702 | -100.8954 | 2800 | 21251490 | RECIRCULATING TOWER | GAS STEAM | GW | FR | 21251502 | checked | 78956 | Arkansas River | 21251502 |  | RECIRCULATING TOWER | 2015 | 2847.69 | 2000 | 2020 | continuous years
1353 | Big Sandy | Lawrence | KY | Big Sandy River | 38.1713 | -82.6178 | 570 | 909015 | RECIRCULATING TOWER | COAL | SW | FR | 909015 | 0 |  |  | 909015 |  | RECIRCULATING TOWER | 2015 | 565.74 | 2000 | 2020 | continuous years
1355 | E W Brown | Mercer | KY | Herrington Lake | 37.7881 | -84.713 | 900 | 1827810 | RECIRCULATING TOWER | COAL | SW | FR | 1827810 | 0 |  |  | 1827810 |  | RECIRCULATING TOWER | 2015 | 878 | 2000 | 2020 | continuous years
1356 | Ghent | Carroll | KY | Ohio River | 38.7487 | -85.037 | 490 | 3408285 | RECIRCULATING TOWER | COAL | SW | FR | 3408285 | 0 | 425264 | Ohio River | 3408285 |  | RECIRCULATING TOWER | 2015 | 488.85 | 2000 | 2020 | continuous years
1357 | Green River | Muhlenberg | KY | Green River | 37.3635 | -87.1217 | 410 | 11630665 | ONCE-THROUGH FRESH | COAL | SW | FR | 11630665 | 0 | 493284 | Green River | 11630665 |  | ONCE-THROUGH FRESH | 2015 | 402.15 | 2000 | 2015 | continuous years
1363 | Cane Run | Jefferson | KY | Ohio River | 38.1833 | -85.889 | 460 | 10163768 | COMPLEX | COMPLEX | SW | FR | 10163768 | 0 | 498275 | Mill Creek Cutoff | 10164018 |  | COMPLEX | 2015 | 459.66 | 2000 | 2020 | continuous years
1364 | Mill Creek (KY) | Jefferson | KY | Ohio River | 38.0526 | -85.9108 | 460 | 10164038 | COMPLEX | COAL | SW | FR | 10164038 | 0 | 425264 | Ohio River | 10164038 |  | COMPLEX | 2015 | 454.58 | 2000 | 2020 | continuous years
1374 | Elmer Smith | Daviess | KY | Ohio River | 37.7943 | -87.0606 | 410 | 10110377 | ONCE-THROUGH FRESH | COAL | SW | FR | 10110377 | 0 | 425264 | Ohio River | 10110377 |  | ONCE-THROUGH FRESH | 2015 | 406.68 | 2000 | 2020 | continuous years
1378 | Paradise | Muhlenberg | KY | Green River | 37.2581 | -86.9797 | 420 | 11627767 | COMPLEX | COAL | SW | FR | 11628855 | checked | 493284 | Green River | 11628855 |  | COMPLEX | 2015 | 419.6 | 2000 | 2020 | continuous years
1379 | Shawnee | McCracken | KY | Ohio River | 37.1521 | -88.7775 | 350 | 1840007 | ONCE-THROUGH FRESH | COAL | SW | FR | 1840007 | checked | 425264 | Ohio River | 1840007 |  | ONCE-THROUGH FRESH | 2015 | 344.93 | 2000 | 2020 | continuous years
1382 | HMP&L Station Two Henderson | Henderson | KY | Green River | 37.6468 | -87.5029 | 400 | 11617335 | RECIRCULATING TOWER | COAL | SW | FR | 11617335 | 0 | 493284 | Green River | 11617335 |  | RECIRCULATING TOWER | 2015 | 425.74 | 2000 | 2019 | continuous years
1384 | Cooper | Pulaski | KY | Lake Cumberland | 36.9982 | -84.592 | 810 | 3575676 | COMPLEX | COAL | SW | FR | 3575676 | 0 | 517018 | Cumberland River | 3575676 |  | COMPLEX | 2015 | 811.19 | 2000 | 2020 | continuous years
1385 | Dale | Clark | KY | Kentucky River | 37.8806 | -84.2621 | 610 | 1827714 | ONCE-THROUGH FRESH | COAL | SW | FR | 1827730 | checked | 513130 | Kentucky River | 1827730 |  | ONCE-THROUGH FRESH | 2015 | 614 | 2000 | 2016 | continuous years
1393 | R S Nelson | Calcasieu | LA | Sabine River Authority Canal | 30.2844 | -93.2911 | 20 | 15075546 | RECIRCULATING TOWER | COMPLEX | SW | FR | 15075546 | 0 | 554789 | Houston River | 15075546 |  | RECIRCULATING TOWER | 2015 | 19.58 | 2000 | 2020 | continuous years
1394 | Willow Glen | Iberville | LA | Mississippi River | 30.2737 | -91.1162 | 20 | 18991336 | ONCE-THROUGH FRESH | GAS STEAM | SW | FR | 18991342 | checked |  |  | 19086949 |  | ONCE-THROUGH FRESH | 2015 | 21.14 | 2000 | 2016 | continuous years
1396 | Coughlin Power Station | Evangeline | LA | Bayou Cocodrie | 30.8442 | -92.2619 | 50 | 15148344 | ONCE-THROUGH FRESH | NGCC | SW | FR | 15148344 | checked | 559911 | Bayou Cocodrie | 15148344 |  | ONCE-THROUGH FRESH | 2015 | 51.22 | 2003 | 2020 | continuous years
1400 | Teche | St Mary | LA | Charenton Canal | 29.8229 | -91.543 | 10 | 25386875 | COMPLEX | GAS STEAM | SW | FR | 25386875 | 0 |  |  | 25386875 |  | COMPLEX | 2015 | 13.76 | 2000 | 2020 | continuous years
1402 | Little Gypsy | St Charles | LA | Mississippi River | 30.0051 | -90.4616 | 10 | 15207453 | ONCE-THROUGH FRESH | GAS STEAM | SW | FR | 22799299 | checked | 1629903 | Mississippi River | 22799299 |  | ONCE-THROUGH FRESH | 2015 | 13.87 | 2000 | 2020 | continuous years
1403 | Nine Mile Point | Jefferson | LA | Mississippi River | 29.948 | -90.1477 | 10 | 22406577 | ONCE-THROUGH FRESH | COMPLEX | SW | FR | 22799307 | checked | 1629903 | Mississippi River | 22799307 |  | ONCE-THROUGH FRESH | 2015 | 11.7 | 2000 | 2020 | continuous years
1409 | Michoud | Orleans | LA | The Inner Costal Water Way | 30.008 | -89.9374 | 0 | 22764486 | ONCE-THROUGH SALINE | GAS STEAM | SW | SA | 22763542 | checked |  |  | 22763542 |  | ONCE-THROUGH SALINE | 2015 | -0.33 | 2000 | 2016 | continuous years
1416 | Arsenal Hill | Caddo | LA | Arsenal Hill Cooling Pond | 32.5182 | -93.762 | 180 | 1136362 | COMPLEX | GAS STEAM | PD | BE | 1136362 | 0 | 534281 | Cross Bayou | 1136362 |  | COMPLEX | 2015 | 179.11 | 2000 | 2020 | continuous years
1417 | Lieberman | Caddo | LA | Caddo Lake | 32.7046 | -93.961 | 190 | 1016771 | ONCE-THROUGH FRESH | GAS STEAM | SW | FR | 1016775 | checked | 1372544 | Big Cypress Bayou | 1016775 |  | ONCE-THROUGH FRESH | 2015 | 196.87 | 2000 | 2020 | continuous years
1439 | Houma | Terrebonne | LA | Municipality | 29.5804 | -90.7219 | 8 | 11059287 | RECIRCULATING TOWER | GAS STEAM | -nr- | -nr- | 11059287 | 0 |  |  | 11059287 |  | RECIRCULATING TOWER | 2015 | 9.22 | 2000 | 2020 | continuous years
1447 | Minden | Webster | LA | Municipality Well Water | 32.6046 | -93.2944 | 185 | 19935605 | RECIRCULATING TOWER | GAS STEAM | -nr- | -nr- | 19935619 | checked |  |  | 19935619 |  | RECIRCULATING TOWER | 2015 | 185.22 | 2000 | 2016 | continuous years
1449 | Morgan City | St Mary | LA | Municipality | 29.6916 | -91.1885 | 7 | 11065407 | RECIRCULATING TOWER | GAS STEAM | -nr- | -nr- | 15182073 | checked | 1627574 | Lower Atchafalaya River | 15182073 |  | RECIRCULATING TOWER | 2015 | 6.15 | 2000 | 2015 | continuous years
1455 | Plaquemine | Iberville | LA | Municipality | 30.2735 | -91.2566 | 20 | 18718048 | RECIRCULATING TOWER | GAS STEAM | -nr- | -nr- | 18719074 | checked | 532636 | Bayou Jacob | 18719074 |  | RECIRCULATING TOWER | 2015 | 20.45 | 2000 | 2015 | continuous years
1464 | Big Cajun 1 | Pointe Coupee | LA | Wells | 30.6728 | -91.3547 | 30 | 18714786 | RECIRCULATING TOWER | GAS STEAM | GW | FR | 18714786 | 0 |  |  | 18714786 |  | RECIRCULATING TOWER | 2015 | 36.98 | 2000 | 2020 | missing 5 years
1507 | William F Wyman | Cumberland | ME | Casco River | 43.7509 | -70.1566 | 0 | -999 | ONCE-THROUGH SALINE | OIL | SW | SA | 6722581 | checked |  | Atlantic Ocean | 6722581 |  | ONCE-THROUGH SALINE | 2015 | 19.37 | 2000 | 2020 | continuous years
1552 | CP Crane Power, LLC | Baltimore | MD | Seneca Creek | 39.3237 | -76.3651 | 0 | 11690452 | ONCE-THROUGH SALINE | COAL | SW | SA | 11690452 | 0 |  |  | 11690452 |  | ONCE-THROUGH SALINE | 2015 | 4.16 | 2000 | 2018 | continuous years
1553 | Gould Street | Baltimore City | MD | Patapsco River | 39.2661 | -76.6038 | 0 | 11690184 | ONCE-THROUGH SALINE | GAS STEAM | SW | SA | 11690184 | checked |  |  | 11690184 |  | ONCE-THROUGH SALINE | 2015 | 8.49 | 2000 | 2018 | missing 4 years
1554 | Herbert A Wagner | Anne Arundel | MD | Patapsco River | 39.1783 | -76.5267 | 0 | 11690522 | ONCE-THROUGH SALINE | COMPLEX | SW | SA | 11690608 | checked |  |  | 11690522 |  | ONCE-THROUGH SALINE | 2015 | 11.21 | 2000 | 2020 | continuous years
1564 | Vienna Operations | Dorchester | MD | Nanticoke River | 38.4874 | -75.8206 | 10 | 8394050 | RECIRCULATING TOWER | OIL | SW | SA | 8394050 | 0 | 586142 | Nanticoke River | 8394050 |  | RECIRCULATING TOWER | 2015 | 8.11 | 2000 | 2020 | continuous years
1571 | Chalk Point LLC | Prince Georges | MD | Patuxent River | 38.5439 | -76.6878 | 10 | 11908782 | COMPLEX | COMPLEX | SW | SA | 11908782 | 0 | 598142 | Swanson Creek | 11908782 |  | COMPLEX | 2015 | 9.41 | 2001 | 2020 | continuous years
1572 | Dickerson | Montgomery | MD | Potomac River | 39.2098 | -77.4645 | 260 | 4507388 | ONCE-THROUGH FRESH | COAL | SW | FR | 4507388 | 0 | 597915 | Potomac River | 4507388 |  | ONCE-THROUGH FRESH | 2015 | 267.75 | 2001 | 2020 | continuous years
1573 | Morgantown Generating Plant | Charles | MD | Potomac River | 38.3595 | -76.9763 | 0 | 4532017 | ONCE-THROUGH SALINE | COAL | SW | SA | 4531995 | checked |  |  | 4532963 |  | ONCE-THROUGH SALINE | 2015 | 16.54 | 2001 | 2020 | continuous years
1588 | Mystic Generating Station | Middlesex | MA | Mystic River | 42.3904 | -71.0675 | 0 | 5867683 | COMPLEX | COMPLEX | SW | SA | 5867683 | 0 | 619309 | Mystic River | 5867683 |  | COMPLEX | 2015 | 10.48 | 2000 | 2020 | continuous years
1590 | Pilgrim Nuclear Power Station | Plymouth | MA | Atlantic Ocean | 41.9448 | -70.5791 | 0 | 5879209 | ONCE-THROUGH SALINE | NUCLEAR | SW | SA | 5879209 | 0 |  |  | 5879209 |  | ONCE-THROUGH SALINE | 2015 | 22.21 | 2000 | 2019 | continuous years
1595 | Kendall Square Station | Middlesex | MA | Charles River | 42.364 | -71.0807 | 11 | 5867717 | RECIRCULATING TOWER | NGCC | SW | -nr- | 5867717 | 0 | 619357 | Charles River | 5867717 |  | RECIRCULATING TOWER | 2015 | 9.28 | 2000 | 2020 | continuous years
1599 | Canal | Barnstable | MA | Cape Cod Canal | 41.7705 | -70.5092 | 0 | 5879295 | ONCE-THROUGH SALINE | OIL | SW | SA | 5879277 | checked |  |  | 5878953 |  | ONCE-THROUGH SALINE | 2015 | 10.67 | 2000 | 2020 | continuous years
1619 | Brayton Point | Bristol | MA | Mt Hope Bay | 41.7114 | -71.1925 | 0 | 6130319 | RECIRCULATING TOWER | COAL | SW | SA | 6130319 | 0 | 619353 | Taunton River | 6130319 |  | RECIRCULATING TOWER | 2015 | 14.35 | 2000 | 2017 | continuous years
1642 | Essential Power Massachusetts LLC | Hampden | MA | Connecticut River | 42.0927 | -72.5924 | 60 | 7698936 | ONCE-THROUGH FRESH | GAS STEAM | SW | FR | 7698936 | 0 | 206425 | Connecticut River | 7698936 |  | ONCE-THROUGH FRESH | 2015 | 62.9 | 2000 | 2020 | continuous years
1682 | Cleary Flood | Bristol | MA | Taunton River | 41.8653 | -71.1062 | 10 | 6129897 | COMPLEX | COMPLEX | SW | SA | 6129903 | checked | 619353 | Taunton River | 6129903 |  | COMPLEX | 2015 | 14.5 | 2000 | 2020 | continuous years
1695 | B C Cobb | Muskegon | MI | Muskegon Lake | 43.2544 | -86.2416 | 590 | 12135490 | ONCE-THROUGH FRESH | COAL | SW | FR | 12135490 | 0 | 1620812 | Middle Channel Muskegon River | 12135500 |  | ONCE-THROUGH FRESH | 2015 | 586.15 | 2000 | 2016 | continuous years
1702 | Dan E Karn | Bay | MI | Saginaw River | 43.6444 | -83.8412 | 590 | 12928873 | COMPLEX | COAL | SW | FR | 12928873 | 0 |  |  | 12928873 |  | COMPLEX | 2015 | 576.8 | 2000 | 2020 | continuous years
1710 | J H Campbell | Ottawa | MI | Lake Michigan, Pigeon Lake | 42.9102 | -86.2029 | 600 | 9017399 | ONCE-THROUGH FRESH | COAL | SW | FR | 9017399 | 0 |  |  | 9017835 |  | ONCE-THROUGH FRESH | 2015 | 598.82 | 2000 | 2020 | continuous years
1715 | Palisades | Van Buren | MI | Lake Michigan | 42.3231 | -86.3147 | 620 | 9019641 | RECIRCULATING TOWER | NUCLEAR | SW | FR | 9019641 | 0 |  |  | 9019641 |  | RECIRCULATING TOWER | 2015 | 589.88 | 2000 | 2020 | continuous years
1720 | J C Weadock | Bay | MI | Saginaw River | 43.6401 | -83.8453 | 590 | 13203593 | ONCE-THROUGH FRESH | COAL | SW | FR | 13203593 | 0 | 636503 | Saginaw River | 13203593 |  | ONCE-THROUGH FRESH | 2015 | 584.2 | 2000 | 2016 | continuous years
1723 | J R Whiting | Monroe | MI | Lake Erie (North Maumee Bay) | 41.792 | -83.4488 | 580 | 25769231 | ONCE-THROUGH FRESH | COAL | SW | FR | 25769231 | 0 |  |  | 25769231 |  | ONCE-THROUGH FRESH | 2015 | 580.45 | 2000 | 2016 | continuous years
1729 | Fermi | Monroe | MI | Lake Erie | 41.963 | -83.2572 | 570 | 25769213 | RECIRCULATING TOWER | NUCLEAR | SW | FR | 25769213 | 0 |  |  | 25769213 |  | RECIRCULATING TOWER | 2015 | 582.95 | 2000 | 2020 | continuous years
1733 | Monroe (MI) | Monroe | MI | Raisin River | 41.8915 | -83.3458 | 580 | 25769309 | ONCE-THROUGH FRESH | COAL | SW | FR | 13229556 | checked |  |  | 13229624 |  | ONCE-THROUGH FRESH | 2015 | 580.87 | 2000 | 2020 | continuous years
1740 | River Rouge | Wayne | MI | Detroit River | 42.2735 | -83.1124 | 580 | 10850250 | ONCE-THROUGH FRESH | COMPLEX | SW | FR | 10850240 | checked |  |  | 10850250 |  | ONCE-THROUGH FRESH | 2015 | 574.57 | 2000 | 2020 | continuous years
1743 | St Clair | St Clair | MI | St Clair River | 42.7632 | -82.472 | 580 | 13196020 | ONCE-THROUGH FRESH | COAL | SW | FR | 13196020 | 0 | 1624784 | Saint Clair River | 13196020 | KDS - comid ok | ONCE-THROUGH FRESH | 2015 | 582.42 | 2000 | 2020 | continuous years
1745 | Trenton Channel | Wayne | MI | Trenton Channel | 42.1222 | -83.1811 | 580 | 10850286 | ONCE-THROUGH FRESH | COAL | SW | FR | 10850286 | checked |  |  | 10850286 |  | ONCE-THROUGH FRESH | 2015 | 581.92 | 2000 | 2020 | continuous years
1769 | Presque Isle | Marquette | MI | Lake Superior | 46.5791 | -87.3954 | 610 | 12026638 | ONCE-THROUGH FRESH | COAL | SW | FR | 12026638 | 0 |  |  | 12026640 |  | ONCE-THROUGH FRESH | 2015 | 605.58 | 2000 | 2019 | continuous years
1771 | Escanaba | Delta | MI | Lake Michigan | 45.7719 | -87.065 | 583 | 12015876 | ONCE-THROUGH FRESH | COAL | SW | FR | 12015876 | 0 |  |  | 12015876 |  | ONCE-THROUGH FRESH | 2015 | 588.2 | 2000 | 2015 | continuous years
1772 | John H Warden | Baraga | MI | Lake Superior | 46.7554 | -88.4556 | 618 | 12027582 | ONCE-THROUGH FRESH | BIOMASS | SW | FR | 12027582 | 0 | 625816 | Falls River | 12027582 |  | ONCE-THROUGH FRESH | 2015 | 607.19 | 2000 | 2020 | missing 2 years
1825 | J B Sims | Ottawa | MI | Grand River | 43.0703 | -86.2341 | 582 | 9005799 | ONCE-THROUGH FRESH | COAL | SW | -nr- | 9005799 | 0 | 627109 | Grand River | 9005799 |  | ONCE-THROUGH FRESH | 2015 | 581.58 | 2000 | 2020 | continuous years
1830 | James De Young | Ottawa | MI | Lake Macatawa | 42.7954 | -86.1134 | 585 | 9017853 | ONCE-THROUGH FRESH | COAL | SW | -nr- | 9017853 | 0 |  |  | 9017853 |  | ONCE-THROUGH FRESH | 2015 | 582.86 | 2000 | 2017 | continuous years
1831 | Eckert Station | Ingham | MI | Grand River | 42.7185 | -84.5583 | 830 | 12241730 | COMPLEX | COAL | SW | FR | 12241730 | 0 | 627109 | Grand River | 12241730 |  | COMPLEX | 2015 | 831.11 | 2000 | 2020 | continuous years
1832 | Erickson Station | Eaton | MI | Grand River | 42.6924 | -84.6576 | 880 | 12241814 | RECIRCULATING TOWER | COAL | SW | FR | 12241814 | 0 |  |  | 12241814 |  | RECIRCULATING TOWER | 2015 | 882.14 | 2000 | 2020 | continuous years
1843 | Shiras | Marquette | MI | Lake Superior | 46.5307 | -87.3918 | 586 | 12026644 | ONCE-THROUGH FRESH | COAL | SW | -nr- | 12026644 | 0 |  |  | 12026644 |  | ONCE-THROUGH FRESH | 2015 | 611.48 | 2000 | 2019 | continuous years
1866 | Wyandotte | Wayne | MI | Detroit River | 42.2083 | -83.1453 | 577 | 10850258 | ONCE-THROUGH FRESH | COMPLEX | SW | -nr- | 10850258 | 0 |  |  | 10850258 |  | ONCE-THROUGH FRESH | 2015 | 574.99 | 2000 | 2020 | continuous years
1888 | Fox Lake | Martin | MN | Fox Lake | 43.6727 | -94.7076 | 1238 | 2749138 | ONCE-THROUGH FRESH | GAS STEAM | SW | -nr- | 2749138 | 0 |  |  | 2749138 |  | ONCE-THROUGH FRESH | 2015 | 1243.09 | 2000 | 2017 | continuous years
1891 | Syl Laskin | St Louis | MN | Colby Lake | 47.5303 | -92.1619 | 1450 | 1767116 | ONCE-THROUGH FRESH | COAL | SW | FR | 1767116 | 0 | 662142 | Partridge River | 1767116 |  | ONCE-THROUGH FRESH | 2015 | 1449.81 | 2000 | 2020 | continuous years
1893 | Clay Boswell | Itasca | MN | North Blackwater Lake | 47.2607 | -93.653 | 1290 | 22326521 | COMPLEX | COAL | SW | FR | 22326521 | 0 |  |  | 22326521 |  | COMPLEX | 2015 | 1295.08 | 2000 | 2020 | continuous years
1904 | Black Dog | Dakota | MN | Minnesota River | 44.8109 | -93.2497 | 705 | 2387042 | ONCE-THROUGH FRESH | COMPLEX | SW | FR | 2387042 | 0 | 659759 | Minnesota River | 2387042 |  | ONCE-THROUGH FRESH | 2015 | 704.6 | 2000 | 2020 | continuous years
1912 | High Bridge | Ramsey | MN | Mississippi River | 44.9333 | -93.1079 | 700 | 1104238 | ONCE-THROUGH FRESH | NGCC | SW | FR | 937010723 | corrected - NHD1 not available | 1629903 | Mississippi River | 937010723 |  | ONCE-THROUGH FRESH | 2015 | 701.25 | 2000 | 2020 | continuous years
1915 | Allen S King | Washington | MN | Lake St. Croix | 45.0304 | -92.7789 | 690 | 2649706 | COMPLEX | COAL | SW | FR | 2649706 | 0 | 662324 | Saint Croix River | 2649706 |  | COMPLEX | 2015 | 690.56 | 2000 | 2020 | continuous years
1922 | Monticello Nuclear Facility | Wright | MN | Mississippi River | 45.3335 | -93.8486 | 930 | 2723123 | COMPLEX | NUCLEAR | SW | FR | 2723123 | 0 | 1629903 | Mississippi River | 2723123 |  | COMPLEX | 2015 | 931.49 | 2000 | 2020 | continuous years
1925 | Prairie Island | Goodhue | MN | Mississippi River | 44.6216 | -92.6332 | 690 | 1875101 | COMPLEX | NUCLEAR | SW | FR | 1875101 | checked |  |  | 1875101 |  | COMPLEX | 2015 | 695.13 | 2000 | 2020 | continuous years
1926 | Red Wing | Goodhue | MN | Mississippi | 44.5691 | -92.5168 | 668 | 1875235 | ONCE-THROUGH FRESH | BIOMASS | SW | -nr- | 1875137 | checked | 1629903 | Mississippi River | 1875235 |  | ONCE-THROUGH FRESH | 2015 | 676.87 | 2000 | 2020 | continuous years
1927 | Riverside (MN) | Hennepin | MN | Mississippi River | 45.0209 | -93.2748 | 830 | 1100714 | ONCE-THROUGH FRESH | NGCC | SW | FR | 1100714 | 0 | 1629903 | Mississippi River | 1100714 |  | ONCE-THROUGH FRESH | 2015 | 822.1 | 2000 | 2020 | continuous years
1934 | Wilmarth | Blue Earth | MN | Minnesota River | 44.1967 | -94.0095 | 760 | 4142890 | ONCE-THROUGH FRESH | BIOMASS | SW | FR | 4142890 | 0 | 659759 | Minnesota River | 4142890 |  | ONCE-THROUGH FRESH | 2015 | 778.86 | 2000 | 2020 | continuous years
1943 | Hoot Lake | Otter Tail | MN | Otter Tail River | 46.2905 | -96.0431 | 1200 | 6657971 | COMPLEX | COAL | SW | FR | 6657971 | checked | 657701 | Otter Tail River | 6657971 |  | COMPLEX | 2015 | 1201.29 | 2000 | 2020 | continuous years
1979 | Hibbing | St Louis | MN | Wells | 47.4297 | -92.9353 | 1485 | 1769580 | RECIRCULATING TOWER | COMPLEX | GW | -nr- | 1769580 | 0 |  |  | 1769580 |  | RECIRCULATING TOWER | 2015 | 1481.15 | 2000 | 2020 | continuous years
1980 | Hutchinson Plant #1 | McLeod | MN | Municipality | 44.896 | -94.3684 | 1040 | 2354978 | RECIRCULATING TOWER | NGCC | -nr- | -nr- | 2354978 | 0 | 663175 | South Fork Crow River | 2354978 |  | RECIRCULATING TOWER | 2015 | 1038.6 | 2000 | 2019 | missing 2 years
2001 | New Ulm | Brown | MN | Municipality | 44.3158 | -94.4582 | 845 | 4142846 | RECIRCULATING TOWER | GAS STEAM | -nr- | -nr- | 4142846 | 0 | 659759 | Minnesota River | 4142846 |  | RECIRCULATING TOWER | 2015 | 850.14 | 2000 | 2020 | continuous years
2018 | Virginia | St Louis | MN | Silver Lake | 47.5219 | -92.5416 | 1429 | 1767188 | RECIRCULATING POND | COMPLEX | SW | -nr- | 1767188 | 0 |  |  | 1767188 |  | RECIRCULATING POND | 2015 | 1434 | 2000 | 2020 | continuous years
2022 | Willmar | Kandiyohi | MN | Wells | 45.1217 | -95.0535 | 1132 | 2352232 | RECIRCULATING TOWER | COMPLEX | GW | -nr- | 2352232 | 0 |  |  | 2352232 |  | RECIRCULATING TOWER | 2015 | 1130.63 | 2000 | 2020 | continuous years
2039 | Elk River | Sherburne | MN | River | 45.2967 | -93.5608 | 851 | 2723195 | ONCE-THROUGH FRESH | BIOMASS | SW | -nr- | 2723195 | 0 | 1629903 | Mississippi River | 2723195 |  | ONCE-THROUGH FRESH | 2015 | 849.64 | 2000 | 2019 | missing 1 years
2048 | Sweatt | Lauderdale | MS | Wells | 32.2934 | -88.7457 | 283 | 18195333 | RECIRCULATING TOWER | GAS STEAM | GW | -nr- | 18195333 | 0 |  |  | 18195333 |  | RECIRCULATING TOWER | 2015 | 286.3 | 2000 | 2015 | continuous years
2049 | Jack Watson | Harrison | MS | Biloxi River | 30.4396 | -89.0264 | 20 | 18076850 | COMPLEX | GAS STEAM | SW | SA | 18076850 | 0 |  |  | 18076850 |  | COMPLEX | 2015 | 16.98 | 2000 | 2020 | continuous years
2050 | Baxter Wilson | Warren | MS | Mississippi River | 32.2837 | -90.9301 | 90 | 19266232 | ONCE-THROUGH FRESH | GAS STEAM | SW | FR | 19266232 | checked | 690916 | Hennesseys Bayou | 19266232 |  | ONCE-THROUGH FRESH | 2015 | 104.16 | 2000 | 2020 | continuous years
2053 | Rex Brown | Hinds | MS | Pearl River | 32.3573 | -90.2126 | 360 | 15756660 | RECIRCULATING POND | GAS STEAM | SW | FR | 15756660 | 0 |  |  | 15758572 |  | RECIRCULATING POND | 2015 | 362.4 | 2000 | 2019 | continuous years
2059 | L L Wilkins | Coahoma | MS | Wells | 34.1844 | -90.5624 | 170 | 17951883 | RECIRCULATING TOWER | NGCC | GW | -nr- | 17951883 | 0 |  |  | 17951883 |  | RECIRCULATING TOWER | 2015 | 169.57 | 2000 | 2020 | missing 4 years
2062 | Henderson | Leflore | MS | Municipality | 33.5172 | -90.2092 | 129 | 17990986 | RECIRCULATING TOWER | GAS STEAM | -nr- | -nr- | 17990986 | 0 |  |  | 17990986 |  | RECIRCULATING TOWER | 2015 | 128.86 | 2000 | 2017 | missing 1 years
2067 | Yazoo | Yazoo | MS | Wells | 32.846 | -90.4208 | 98 | 18000912 | RECIRCULATING TOWER | NGCC | GW | -nr- | 18000912 | checked |  |  | 18000912 |  | RECIRCULATING TOWER | 2015 | 107.11 | 2000 | 2019 | missing 4 years
2070 | Moselle | Jones | MS | Wells | 31.5282 | -89.3002 | 230 | 18155509 | RECIRCULATING TOWER | COMPLEX | GW | FR | 18155509 | 0 | 693697 | Leaf River | 18155509 |  | RECIRCULATING TOWER | 2015 | 207.73 | 2000 | 2020 | continuous years
2076 | Asbury | Jasper | MO | Wells | 37.3614 | -94.5893 | 950 | 7589885 | COMPLEX | COAL | GW | FR | 7589885 | 0 | 714314 | Blackberry Creek | -999 |  | COMPLEX | 2015 | 944.84 | 2000 | 2020 | continuous years
2079 | Hawthorn | Jackson | MO | Missouri River | 39.1304 | -94.478 | 740 | 4391195 | ONCE-THROUGH FRESH | COMPLEX | SW | FR | 4391397 | checked | 756398 | Missouri River | 4391397 |  | ONCE-THROUGH FRESH | 2015 | 741.67 | 2000 | 2020 | continuous years
2080 | Montrose | Henry | MO | Montrose Lake | 38.311 | -93.9348 | 755 | 2333733 | ONCE-THROUGH FRESH | COAL | SW | FR | 2333733 | 0 |  |  | 2334407 |  | ONCE-THROUGH FRESH | 2015 | 753.33 | 2000 | 2018 | continuous years
2094 | Sibley | Jackson | MO | Missouri River | 39.1783 | -94.1845 | 720 | 4391311 | ONCE-THROUGH FRESH | COAL | SW | FR | 4391311 | 0 | 756398 | Missouri River | 4391311 |  | ONCE-THROUGH FRESH | 2015 | 724.97 | 2000 | 2018 | continuous years
2098 | Lake Road (MO) | Buchanan | MO | Missouri River | 39.7249 | -94.8771 | 820 | 2252949 | ONCE-THROUGH FRESH | COAL | SW | FR | 2252949 | 0 | 756398 | Missouri River | 2252949 |  | ONCE-THROUGH FRESH | 2015 | 811.49 | 2000 | 2020 | continuous years
2103 | Labadie | Franklin | MO | Missouri River | 38.5622 | -90.8376 | 500 | 6010272 | ONCE-THROUGH FRESH | COAL | SW | FR | 6010272 | 0 | 756398 | Missouri River | 6010272 |  | ONCE-THROUGH FRESH | 2015 | 491.28 | 2000 | 2020 | continuous years
2104 | Meramec | St Louis | MO | Mississippi River | 38.4024 | -90.3357 | 420 | 3629071 | ONCE-THROUGH FRESH | COAL | SW | FR | 3629071 | 0 | 1629903 | Mississippi River | 3629071 |  | ONCE-THROUGH FRESH | 2015 | 417.14 | 2000 | 2020 | continuous years
2107 | Sioux | St Charles | MO | Mississippi River | 38.9153 | -90.2908 | 440 | 880570 | ONCE-THROUGH FRESH | COAL | SW | FR | 879778 | checked |  |  | 879778 |  | ONCE-THROUGH FRESH | 2015 | 445.06 | 2000 | 2020 | continuous years
2123 | Columbia (MO) | Boone | MO | Wells | 38.9647 | -92.3169 | 777 | 5161861 | RECIRCULATING TOWER | COMPLEX | GW | -nr- | 5161861 | 0 |  |  | 5161861 |  | RECIRCULATING TOWER | 2015 | 765.47 | 2000 | 2020 | continuous years
2132 | Blue Valley | Jackson | MO | Wells | 39.0921 | -94.3261 | 780 | 4391187 | RECIRCULATING TOWER | COAL | GW | FR | 4391187 | checked | 721159 | Little Blue River | 4391187 |  | RECIRCULATING TOWER | 2015 | 781.56 | 2000 | 2020 | continuous years
2144 | Marshall (MO) | Saline | MO | Municipality | 39.1221 | -93.2069 | 783 | 7498656 | RECIRCULATING TOWER | COAL | -nr- | -nr- | 7498656 | 0 |  |  | 7498656 |  | RECIRCULATING TOWER | 2015 | 783.21 | 2000 | 2016 | continuous years
2161 | James River Power Station | Greene | MO | Lake Springfield | 37.1084 | -93.2597 | 1150 | 7608061 | COMPLEX | COMPLEX | SW | FR | 7608061 | 0 | 750497 | James River | 7608061 |  | COMPLEX | 2015 | 1161.32 | 2000 | 2018 | continuous years
2167 | New Madrid | New Madrid | MO | Mississippi River | 36.5157 | -89.5628 | 300 | 760280 | ONCE-THROUGH FRESH | COAL | SW | FR | 7469410 | checked | 1629903 | Mississippi River | 7469410 |  | ONCE-THROUGH FRESH | 2015 | 297.07 | 2000 | 2020 | continuous years
2168 | Thomas Hill | Randolph | MO | Thomas Hill Lake | 39.5525 | -92.6387 | 740 | 4461582 | ONCE-THROUGH FRESH | COAL | SW | FR | 4461582 | 0 | 722275 | Middle Fork Little Chariton River | 4461582 |  | ONCE-THROUGH FRESH | 2015 | 733 | 2000 | 2020 | continuous years
2171 | Missouri City | Clay | MO | Missouri River | 39.2316 | -94.3079 | 708 | 4391111 | ONCE-THROUGH FRESH | COAL | SW | -nr- | 4391111 | 0 | 725555 | Rose Branch | 4391285 |  | ONCE-THROUGH FRESH | 2015 | 731.71 | 2000 | 2015 | missing 1 years
2187 | J E Corette Plant | Yellowstone | MT | Yellowstone River | 45.7757 | -108.4813 | 3110 | 4342876 | ONCE-THROUGH FRESH | COAL | SW | FR | 4342876 | 0 |  |  | 4343012 |  | ONCE-THROUGH FRESH | 2015 | 3105.13 | 2000 | 2015 | continuous years
2226 | Canaday | Gosper | NE | Tri-County Supply Canal | 40.6943 | -99.7013 | 2370 | 7261147 | ONCE-THROUGH FRESH | GAS STEAM | SW | FR | 7261573 | checked |  |  | 7261573 |  | ONCE-THROUGH FRESH | 2015 | 2365.93 | 2000 | 2020 | continuous years
2240 | Lon Wright | Dodge | NE | Wells | 41.4277 | -96.4622 | 1180 | 17264353 | RECIRCULATING TOWER | COAL | GW | FR | 17264353 | 0 |  |  | -999 |  | RECIRCULATING TOWER | 2015 | 1179.48 | 2000 | 2020 | continuous years
2277 | Sheldon | Lancaster | NE | Wells | 40.5598 | -96.7844 | 1440 | 17405987 | RECIRCULATING TOWER | COAL | GW | FR | 17405987 | 0 |  |  | -999 |  | RECIRCULATING TOWER | 2015 | 1444.14 | 2000 | 2020 | continuous years
2289 | Fort Calhoun | Washington | NE | Missouri River | 41.521 | -96.0769 | 1000 | 17215844 | ONCE-THROUGH FRESH | NUCLEAR | SW | FR | 17215844 | 0 | 756398 | Missouri River | 17215844 |  | ONCE-THROUGH FRESH | 2015 | 1001.08 | 2000 | 2016 | continuous years
2291 | North Omaha | Douglas | NE | Missouri River | 41.33 | -95.9459 | 990 | 17219446 | ONCE-THROUGH FRESH | COAL | SW | FR | 940230062 | checked | 756398 | Missouri River | 940230062 |  | ONCE-THROUGH FRESH | 2015 | 985.28 | 2000 | 2020 | continuous years
2322 | Clark (NVE) | Clark | NV | Municipality | 36.0875 | -115.0514 | 1680 | 22070044 | RECIRCULATING TOWER | NGCC | PD | BE | 22070044 | 0 | 840198 | Duck Creek | -999 |  | RECIRCULATING TOWER | 2015 | 1686.95 | 2000 | 2020 | continuous years
2324 | Reid Gardner | Clark | NV | Wells/Muddy River | 36.6561 | -114.6325 | 1590 | 20624280 | RECIRCULATING TOWER | COAL | SW | BE | 945010226 | checked | 857477 | Muddy River | 945010226 |  | RECIRCULATING TOWER | 2015 | 1583.44 | 2000 | 2017 | continuous years
2330 | Fort Churchill | Lyon | NV | Wells | 39.1281 | -119.1321 | 4320 | 10736769 | RECIRCULATING POND | GAS STEAM | GW | FR | 10736861 | checked | 844617 | Walker River | 10736861 |  | RECIRCULATING POND | 2015 | 4316.89 | 2000 | 2020 | continuous years
2336 | Tracy | Storey | NV | Wells | 39.5633 | -119.5233 | 4280 | 8932630 | COMPLEX | COMPLEX | GW | FR | 8932630 | 0 |  |  | 8932630 |  | COMPLEX | 2015 | 4271.93 | 2000 | 2020 | continuous years
2364 | Merrimack | Merrimack | NH | Merrimack River | 43.1414 | -71.4688 | 210 | 6742050 | ONCE-THROUGH FRESH | COAL | SW | FR | 6742468 | checked | 619363 | Merrimack River | 6742472 |  | ONCE-THROUGH FRESH | 2015 | 207.74 | 2000 | 2020 | continuous years
2367 | Schiller | Rockingham | NH | Piscataqua River | 43.0975 | -70.7838 | 0 | 5846414 | ONCE-THROUGH SALINE | COMPLEX | SW | SA | 5846414 | 0 | 869224 | Piscataqua River | 5846414 |  | ONCE-THROUGH SALINE | 2015 | 18.75 | 2000 | 2020 | continuous years
2378 | B L England | Cape May | NJ | Great Egg Harbor Bay | 39.2905 | -74.6342 | 5 | 9437021 | COMPLEX | COMPLEX | SW | SA | 9437021 | 0 |  |  | 9437021 |  | COMPLEX | 2015 | 10.42 | 2000 | 2019 | continuous years
2388 | Oyster Creek | Ocean | NJ | Barnegat Bay | 39.8143 | -74.2057 | 0 | 9444843 | ONCE-THROUGH SALINE | NUCLEAR | SW | SA | 9444843 | 0 | 879073 | Oyster Creek | 932040119 |  | ONCE-THROUGH SALINE | 2015 | 21.69 | 2000 | 2018 | continuous years
2393 | Gilbert | Hunterdon | NJ | Delaware River | 40.5665 | -75.1612 | 140 | 2588493 | RECIRCULATING TOWER | NGCC | SW | FR | 2588493 | 0 | 217887 | Delaware River | 2588493 |  | RECIRCULATING TOWER | 2015 | 150.84 | 2000 | 2020 | continuous years
2398 | Bergen Generating Station | Bergen | NJ | Bergen County Utility Authorit | 40.8392 | -74.0246 | 2 | 6254174 | RECIRCULATING TOWER | NGCC | PD | BE | 6254174 | 0 | 879059 | Overpeck Creek | -999 |  | RECIRCULATING TOWER | 2015 | 9.68 | 2000 | 2020 | continuous years
2403 | PSEG Hudson Generating Station | Hudson | NJ | Hackensack River | 40.7476 | -74.0724 | 0 | 6251364 | ONCE-THROUGH SALINE | COMPLEX | SW | SA | 6251364 | 0 | 876860 | Hackensack River | 6251364 |  | ONCE-THROUGH SALINE | 2015 | 7.15 | 2000 | 2017 | continuous years
2406 | PSEG Linden Generating Station | Union | NJ | Linden Roselle Sewage Authorit | 40.6212 | -74.207 | 10 | 6261640 | RECIRCULATING TOWER | NGCC | PD | BE | 6261640 | 0 | 879285 | Piles Creek | -999 |  | RECIRCULATING TOWER | 2015 | 9.63 | 2000 | 2020 | missing 3 years
2408 | PSEG Mercer Generating Station | Mercer | NJ | Delaware River | 40.1789 | -74.7339 | 10 | 4481763 | ONCE-THROUGH FRESH | COMPLEX | SW | FR | 4481763 | 0 | 217887 | Delaware River | 4481763 |  | ONCE-THROUGH FRESH | 2015 | 16.8 | 2000 | 2017 | continuous years
2410 | PSEG Salem Generating Station | Salem | NJ | Delaware River | 39.4625 | -75.5349 | 0 | 24903630 | ONCE-THROUGH SALINE | NUCLEAR | SW | SA | 24903630 | checked |  |  | 24903630 |  | ONCE-THROUGH SALINE | 2015 | 10.12 | 2000 | 2020 | continuous years
2411 | PSEG Sewaren Generating Station | Middlesex | NJ | Arthur Kill River | 40.556 | -74.2466 | 0 | 26432074 | ONCE-THROUGH SALINE | GAS STEAM | SW | SA | 26432074 | checked |  |  | 26432074 |  | ONCE-THROUGH SALINE | 2015 | 7.94 | 2000 | 2018 | continuous years
2442 | Four Corners | San Juan | NM | SAN JUAN RIVER/MORGAN LAKE | 36.6898 | -108.481 | 5350 | 16968628 | RECIRCULATING POND | COAL | SW | FR | 16968628 | checked |  |  | 17003652 |  | RECIRCULATING POND | 2015 | 5330.8 | 2000 | 2020 | continuous years
2444 | Rio Grande | Dona Ana | NM | Wells | 31.805 | -106.5478 | 3740 | 2539833 | RECIRCULATING TOWER | GAS STEAM | GW | FR | 943030226 | checked |  |  | -999 |  | RECIRCULATING TOWER | 2015 | 3734.53 | 2000 | 2020 | continuous years
2446 | Maddox | Lea | NM | Wells | 32.7146 | -103.3016 | 3750 | 5648797 | RECIRCULATING TOWER | GAS STEAM | GW | FR | 5648797 | 0 |  |  | -999 |  | RECIRCULATING TOWER | 2015 | 3751.04 | 2000 | 2020 | continuous years
2450 | Reeves | Bernalillo | NM | Wells | 35.1716 | -106.6012 | 5100 | 17806854 | RECIRCULATING TOWER | GAS STEAM | GW | FR | 17806208 | checked |  |  | -999 |  | RECIRCULATING TOWER | 2015 | 5088.76 | 2000 | 2020 | continuous years
2451 | San Juan | San Juan | NM | San Juan River | 36.8023 | -108.4385 | 5300 | 17001804 | RECIRCULATING TOWER | COAL | SW | FR | 17001806 | checked |  |  | 17001806 |  | RECIRCULATING TOWER | 2015 | 5303.04 | 2000 | 2020 | continuous years
2454 | Cunningham | Lea | NM | Wells | 32.7143 | -103.3544 | 3800 | 20742148 | RECIRCULATING TOWER | GAS STEAM | GW | FR | 5648797 | checked |  |  | -999 |  | RECIRCULATING TOWER | 2015 | 3810.47 | 2000 | 2020 | continuous years
2465 | Animas | San Juan | NM | Animas River | 36.7249 | -108.1918 | 5321 | 17016187 | RECIRCULATING TOWER | NGCC | SW | -nr- | 17016187 | 0 | 900284 | Animas River | 17016187 |  | RECIRCULATING TOWER | 2015 | 5320.31 | 2000 | 2015 | continuous years
2480 | Danskammer Generating Station | Orange | NY | Hudson River | 41.5732 | -73.9648 | 5 | 6212808 | ONCE-THROUGH FRESH | GAS STEAM | SW | SA | 6212808 | 0 | 970226 | Hudson River | 6212808 |  | ONCE-THROUGH FRESH | 2015 | 7.04 | 2000 | 2020 | missing 1 years
2490 | Arthur Kill Generating Station | Richmond | NY | Arthur Kill | 40.5916 | -74.2001 | 0 | 6261866 | ONCE-THROUGH SALINE | GAS STEAM | SW | SA | 6261866 | 0 |  |  | 6261866 |  | ONCE-THROUGH SALINE | 2015 | 12.5 | 2000 | 2020 | continuous years
2493 | East River | New York | NY | East River | 40.7278 | -73.9732 | 0 | 26408400 | ONCE-THROUGH SALINE | GAS STEAM | SW | SA | 26408400 | 0 |  |  | 26408400 |  | ONCE-THROUGH SALINE | 2015 | 6.44 | 2000 | 2020 | continuous years
2497 | Indian Point 2 | Westchester | NY | Hudson River | 41.2706 | -73.9514 | 0 | 6229110 | ONCE-THROUGH SALINE | NUCLEAR | SW | SA | 6229110 | checked |  | Hudson River | 6229110 |  | ONCE-THROUGH SALINE | 2015 | 80.93 | 2000 | 2020 | continuous years
2500 | Ravenswood | Queens | NY | East River | 40.7591 | -73.9455 | 0 | 26408400 | COMPLEX | COMPLEX | SW | SA | 26408400 | 0 |  |  | 26408400 |  | COMPLEX | 2015 | 11.08 | 2000 | 2020 | continuous years
2511 | E F Barrett | Nassau | NY | Barnum Island Channel | 40.6163 | -73.6479 | 0 | -999 | ONCE-THROUGH SALINE | GAS STEAM | SW | SA | 9500602 | checked |  |  | 9500602 |  | ONCE-THROUGH SALINE | 2015 | 7.68 | 2000 | 2020 | continuous years
2516 | Northport | Suffolk | NY | Long Island Sound | 40.9232 | -73.3429 | 0 | 9509872 | ONCE-THROUGH SALINE | GAS STEAM | SW | SA | 9509872 | 0 |  |  | 9509872 |  | ONCE-THROUGH SALINE | 2015 | 13.96 | 2000 | 2020 | continuous years
2517 | Port Jefferson | Suffolk | NY | Long Island Sound | 40.95 | -73.0784 | 0 | 9509844 | ONCE-THROUGH SALINE | GAS STEAM | SW | SA | 9509844 | checked |  |  | 9509844 |  | ONCE-THROUGH SALINE | 2015 | 10.02 | 2000 | 2020 | continuous years
2535 | Cayuga Operating Company | Tompkins | NY | Cayuga Lake | 42.6019 | -76.6346 | 384 | 21980363 | ONCE-THROUGH FRESH | COAL | SW | FR | 21980363 | 0 |  |  | 21980363 |  | ONCE-THROUGH FRESH | 2015 | 395.91 | 2000 | 2019 | continuous years
2539 | Bethlehem Energy Center | Albany | NY | Hudson River | 42.5943 | -73.7632 | 14 | 6186236 | RECIRCULATING TOWER | NGCC | SW | FR | 6186236 | 0 | 970226 | Hudson River | 6186236 |  | RECIRCULATING TOWER | 2015 | 15.57 | 2000 | 2020 | continuous years
2549 | C R Huntley Generating Station | Erie | NY | Niagara River | 42.9702 | -78.9313 | 572 | 15569803 | ONCE-THROUGH FRESH | COAL | SW | FR | 15569873 | checked |  |  | 15569803 |  | ONCE-THROUGH FRESH | 2015 | 571.62 | 2000 | 2016 | continuous years
2554 | Dunkirk Generating Plant | Chautauqua | NY | Lake Erie | 42.4911 | -79.3468 | 581 | 9840316 | ONCE-THROUGH FRESH | COAL | SW | FR | 9840316 | 0 |  |  | 9840314 |  | ONCE-THROUGH FRESH | 2015 | 580.55 | 2000 | 2015 | continuous years
2589 | Nine Mile Point Nuclear Station | Oswego | NY | Lake Ontario | 43.5216 | -76.4072 | 261 | 21624225 | COMPLEX | NUCLEAR | SW | FR | 21624225 | 0 |  |  | 21624225 |  | COMPLEX | 2015 | 261.3 | 2000 | 2020 | continuous years
2594 | Oswego Harbor Power | Oswego | NY | Lake Ontario | 43.4588 | -76.5317 | 253 | 21632367 | ONCE-THROUGH FRESH | OIL | SW | FR | 21632367 | 0 |  |  | 21632367 |  | ONCE-THROUGH FRESH | 2015 | 253.02 | 2000 | 2020 | continuous years
2625 | Bowline Point | Rockland | NY | Hudson River | 41.2055 | -73.9669 | 3 | 6228348 | ONCE-THROUGH SALINE | GAS STEAM | SW | SA | 6228348 | 0 |  |  | 6229194 |  | ONCE-THROUGH SALINE | 2015 | 8.65 | 2000 | 2020 | continuous years
2682 | S A Carlson | Chautauqua | NY | Chadakoin River | 42.0936 | -79.2478 | 1317 | 15445117 | COMPLEX | GAS STEAM | SW | FR | 15445117 | 0 | 946334 | Chadakoin River | 15445117 |  | COMPLEX | 2015 | 1313.84 | 2000 | 2020 | continuous years
2706 | Asheville | Buncombe | NC | Lake Julian (Powell Creek) | 35.4716 | -82.5417 | 2173 | 22165394 | ONCE-THROUGH FRESH | COAL | SW | FR | 22165382 | checked |  |  | 22165382 |  | ONCE-THROUGH FRESH | 2015 | 2170.48 | 2000 | 2020 | continuous years
2712 | Roxboro | Person | NC | Hyco Lake (Hyco River) | 36.4836 | -79.0729 | 430 | 8701445 | COMPLEX | COAL | SW | FR | 8701445 | 0 | 994350 | Sargents Creek | 8701445 |  | COMPLEX | 2015 | 426.7 | 2000 | 2020 | continuous years
2718 | G G Allen | Gaston | NC | Lake Wylie | 35.1899 | -81.0087 | 567 | 9756896 | ONCE-THROUGH FRESH | COAL | SW | FR | 9756896 | 0 | 1010097 | Catawba River | 9756896 |  | ONCE-THROUGH FRESH | 2015 | 588.32 | 2000 | 2020 | continuous years
2720 | Buck | Rowan | NC | Yadkin River | 35.7134 | -80.3765 | 635 | 9223641 | RECIRCULATING TOWER | NGCC | SW | FR | 9223641 | 0 | 1024415 | Yadkin River | 9223641 |  | RECIRCULATING TOWER | 2015 | 633.84 | 2000 | 2020 | continuous years
2721 | James E. Rogers Energy Complex | Cleveland | NC | Broad River | 35.2199 | -81.759 | 684 | 12035539 | RECIRCULATING TOWER | COAL | SW | FR | 12035539 | 0 | 1251826 | Broad River | 12035539 |  | RECIRCULATING TOWER | 2015 | 688.71 | 2000 | 2020 | continuous years
2723 | Dan River | Rockingham | NC | Dan River | 36.4862 | -79.7208 | 516 | 8677727 | RECIRCULATING TOWER | NGCC | SW | FR | 8677727 | 0 | 1465581 | Dan River | 8677727 |  | RECIRCULATING TOWER | 2015 | 514.93 | 2000 | 2020 | continuous years
2727 | Marshall (NC) | Catawba | NC | Lake Norman | 35.5974 | -80.9646 | 760 | 9751108 | ONCE-THROUGH FRESH | COAL | SW | FR | 9751108 | checked |  |  | 9751108 |  | ONCE-THROUGH FRESH | 2015 | 770.07 | 2000 | 2020 | continuous years
2790 | R M Heskett | Morton | ND | Missouri River | 46.8671 | -100.8843 | 1658 | 14523607 | ONCE-THROUGH FRESH | COAL | SW | -nr- | 14523607 | checked |  |  | 14523607 |  | ONCE-THROUGH FRESH | 2015 | 1659.11 | 2000 | 2019 | continuous years
2817 | Leland Olds | Mercer | ND | Missouri River | 47.281 | -101.3207 | 1703 | 14518609 | ONCE-THROUGH FRESH | COAL | SW | FR | 14518609 | 0 |  |  | 14519595 |  | ONCE-THROUGH FRESH | 2015 | 1702.56 | 2000 | 2020 | continuous years
2823 | Milton R Young | Oliver | ND | Nelson Lake | 47.0663 | -101.2142 | 1962 | 14519747 | ONCE-THROUGH FRESH | COAL | SW | FR | 14519747 | 0 | 1032261 | Square Butte Creek | 14519747 |  | ONCE-THROUGH FRESH | 2015 | 1959.78 | 2000 | 2020 | continuous years
2824 | Stanton | Mercer | ND | Missouri River | 47.2868 | -101.3321 | 1685 | 14519595 | ONCE-THROUGH FRESH | COAL | SW | FR | 14519595 | 0 | 756398 | Missouri River | 14519595 |  | ONCE-THROUGH FRESH | 2015 | 1687.83 | 2000 | 2017 | missing 1 years
2828 | Cardinal | Jefferson | OH | Ohio River | 40.252 | -80.6487 | 671 | 19453105 | COMPLEX | COAL | SW | FR | 19453107 | checked | 425264 | Ohio River | 19453107 |  | COMPLEX | 2015 | 669.85 | 2000 | 2020 | continuous years
2832 | Miami Fort | Hamilton | OH | Ohio River | 39.1122 | -84.803 | 491 | 3410051 | COMPLEX | COAL | SW | FR | 3410051 | 0 | 425264 | Ohio River | 3410051 |  | COMPLEX | 2015 | 490.55 | 2000 | 2020 | continuous years
2835 | FirstEnergy Ashtabula | Ashtabula | OH | Lake Erie | 41.9087 | -80.7702 | 606 | 9842358 | ONCE-THROUGH FRESH | COAL | SW | FR | 9842358 | 0 |  |  | 9842358 |  | ONCE-THROUGH FRESH | 2015 | 578.27 | 2000 | 2015 | continuous years
2836 | Avon Lake | Lorain | OH | Lake Erie | 41.5043 | -82.0549 | 596 | 28125104 | ONCE-THROUGH FRESH | COAL | SW | FR | 28125104 | 0 |  |  | 28125104 |  | ONCE-THROUGH FRESH | 2015 | 592.5 | 2000 | 2020 | continuous years
2837 | FirstEnergy Eastlake | Lake | OH | Lake Erie | 41.6712 | -81.4434 | 575 | 28123876 | ONCE-THROUGH FRESH | COAL | SW | FR | 28123876 | 0 |  |  | 28123876 |  | ONCE-THROUGH FRESH | 2015 | 611.36 | 2000 | 2015 | continuous years
2838 | FirstEnergy Lake Shore | Cuyahoga | OH | Lake Erie | 41.5353 | -81.6424 | 579 | 28123868 | ONCE-THROUGH FRESH | COAL | SW | FR | 28123868 | 0 |  |  | 28123868 |  | ONCE-THROUGH FRESH | 2015 | 579.16 | 2000 | 2015 | continuous years
2840 | Conesville | Coshocton | OH | Muskingum River | 40.1845 | -81.8806 | 743 | 15379411 | RECIRCULATING TOWER | COAL | SW | FR | 15379411 | 0 | 1084024 | Muskingum River | 15379411 |  | RECIRCULATING TOWER | 2015 | 742.89 | 2000 | 2020 | continuous years
2850 | J M Stuart | Adams | OH | Ohio River | 38.6368 | -83.6934 | 518 | 1922224 | COMPLEX | COAL | SW | FR | 1922224 | 0 | 425264 | Ohio River | 1922224 |  | COMPLEX | 2015 | 530.55 | 2000 | 2018 | continuous years
2866 | FirstEnergy W H Sammis | Jefferson | OH | Ohio River | 40.5316 | -80.6316 | 683 | 3821343 | ONCE-THROUGH FRESH | COAL | SW | FR | 3821343 | 0 | 425264 | Ohio River | 3821343 |  | ONCE-THROUGH FRESH | 2015 | 680.17 | 2000 | 2020 | continuous years
2872 | Muskingum River | Washington | OH | Muskingum River | 39.5911 | -81.6803 | 647 | 15383211 | ONCE-THROUGH FRESH | COAL | SW | FR | 15383211 | 0 | 1084024 | Muskingum River | 15383211 |  | ONCE-THROUGH FRESH | 2015 | 644.73 | 2000 | 2015 | continuous years
2876 | Kyger Creek | Gallia | OH | Ohio River | 38.9149 | -82.1284 | 575 | 19443471 | ONCE-THROUGH FRESH | COAL | SW | FR | 19443471 | 0 | 425264 | Ohio River | 19443471 |  | ONCE-THROUGH FRESH | 2015 | 577.41 | 2000 | 2020 | continuous years
2878 | FirstEnergy Bay Shore | Lucas | OH | Lake Erie | 41.6916 | -83.4381 | 580 | 30726962 | ONCE-THROUGH FRESH | COAL | SW | FR | 30726962 | 0 |  |  | 30726962 |  | ONCE-THROUGH FRESH | 2015 | 580.75 | 2000 | 2020 | continuous years
2914 | Dover | Tuscarawas | OH | Tuscarawas River | 40.5207 | -81.4678 | 876 | 19390250 | ONCE-THROUGH FRESH | COAL | SW | -nr- | 19390250 | 0 | 1067076 | Tuscarawas River | 19390250 |  | ONCE-THROUGH FRESH | 2015 | 875.5 | 2000 | 2020 | continuous years
2935 | Orrville | Wayne | OH | Municipality | 40.8508 | -81.7658 | 1021 | 19387952 | RECIRCULATING TOWER | COAL | -nr- | -nr- | 19387948 | checked | 1042624 | Little Chippewa Creek | 19387948 |  | RECIRCULATING TOWER | 2015 | 1020.42 | 2000 | 2020 | continuous years
2936 | Painesville | Lake | OH | Man Made Pond | 41.7264 | -81.254 | 639 | 9848311 | RECIRCULATING TOWER | COAL | -nr- | -nr- | 9848239 | checked | 1065229 | Pebble Branch | 9848239 |  | RECIRCULATING TOWER | 2015 | 641.61 | 2000 | 2020 | continuous years
2951 | Horseshoe Lake | Oklahoma | OK | Horseshoe Lake | 35.5084 | -97.1797 | 1072 | 414171 | COMPLEX | GAS STEAM | SW | FR | 941100031 | checked |  |  | 941100031 |  | COMPLEX | 2015 | 1077.78 | 2000 | 2020 | continuous years
2952 | Muskogee | Muskogee | OK | Arkansas River | 35.7612 | -95.2884 | 513 | 381680 | RECIRCULATING TOWER | COAL | SW | FR | 380530 | checked |  |  | 380530 |  | RECIRCULATING TOWER | 2015 | 514.39 | 2000 | 2020 | continuous years
2953 | Mustang | Canadian | OK | Municipality | 35.4703 | -97.675 | 1236 | 393414 | RECIRCULATING TOWER | GAS STEAM | SW | FR | 393414 | 0 | 1101886 | North Canadian River | -999 |  | RECIRCULATING TOWER | 2015 | 1237.88 | 2000 | 2017 | continuous years
2956 | Seminole (OK) | Seminole | OK | South Canadian River/ Wells | 34.9665 | -96.7257 | 949 | 6030412 | ONCE-THROUGH FRESH | GAS STEAM | SW | FR | 6030412 | 0 | 1094274 | Jumper Creek | 6030412 |  | ONCE-THROUGH FRESH | 2015 | 932.33 | 2000 | 2020 | continuous years
2963 | Northeastern | Rogers | OK | Verdigris River | 36.4262 | -95.7001 | 641 | 832872 | RECIRCULATING TOWER | COMPLEX | SW | FR | 832872 | 0 | 1092998 | Fourmile Creek | 832872 |  | RECIRCULATING TOWER | 2015 | 640.98 | 2000 | 2020 | continuous years
2964 | Southwestern | Caddo | OK | Municipality | 35.1016 | -98.352 | 1244 | 682629 | RECIRCULATING TOWER | GAS STEAM | SW | FR | 682629 | 0 | 1101723 | Washita River | -999 |  | RECIRCULATING TOWER | 2015 | 1244.19 | 2000 | 2020 | continuous years
2965 | Tulsa | Tulsa | OK | Arkansas River | 36.1165 | -95.9914 | 625 | 368125 | RECIRCULATING TOWER | GAS STEAM | SW | FR | 368125 | 0 | 78956 | Arkansas River | 368125 |  | RECIRCULATING TOWER | 2015 | 624.15 | 2000 | 2020 | continuous years
3000 | Boomer Lake Station | Payne | OK | Boomer Lake | 36.1438 | -97.0675 | 919 | 492652 | ONCE-THROUGH FRESH | GAS STEAM | SW | -nr- | 491968 | checked | 1090401 | Boomer Creek | 492652 |  | ONCE-THROUGH FRESH | 2015 | 916.24 | 2000 | 2015 | continuous years
3006 | Anadarko Plant | Caddo | OK | Lake | 35.0847 | -98.2303 | 1181 | 683473 | RECIRCULATING TOWER | COMPLEX | SW | FR | 683473 | 0 | 1101723 | Washita River | 683473 |  | RECIRCULATING TOWER | 2015 | 1180.31 | 2000 | 2020 | continuous years
3008 | Mooreland | Woodward | OK | Wells | 36.4372 | -99.2249 | 1893 | 389600 | RECIRCULATING TOWER | GAS STEAM | GW | FR | 388852 | checked |  |  | -999 |  | RECIRCULATING TOWER | 2015 | 1890.77 | 2000 | 2020 | continuous years
3096 | Brunot Island | Allegheny | PA | Ohio River | 40.4642 | -80.0431 | 732 | 3824135 | RECIRCULATING TOWER | NGCC | SW | FR | 3824135 | 0 | 425264 | Ohio River | 3824135 |  | RECIRCULATING TOWER | 2015 | 732.19 | 2001 | 2020 | continuous years
3118 | Conemaugh | Indiana | PA | Conemaugh River | 40.3845 | -79.0603 | 1089 | 4754980 | RECIRCULATING TOWER | COAL | SW | FR | 4754980 | 0 | 1172300 | Conemaugh River | 4754980 |  | RECIRCULATING TOWER | 2015 | 1088.26 | 2000 | 2020 | continuous years
3122 | Homer City Generating Station | Indiana | PA | Two Lick Creek | 40.5126 | -79.1958 | 1200 | 4752280 | RECIRCULATING TOWER | COAL | SW | FR | 4752280 | 0 |  |  | 4752280 |  | RECIRCULATING TOWER | 2015 | 1198.91 | 2000 | 2020 | continuous years
3130 | Seward (PA) | Indiana | PA | Conemaugh River | 40.4063 | -79.0335 | 1097 | 4754926 | RECIRCULATING TOWER | COAL | SW | FR | 4754926 | 0 | 1172300 | Conemaugh River | 4754926 |  | RECIRCULATING TOWER | 2015 | 1097.25 | 2000 | 2020 | missing 1 years
3131 | Shawville | Clearfield | PA | Susquehanna River | 41.0671 | -78.3658 | 1058 | 4672489 | ONCE-THROUGH FRESH | COAL | SW | FR | 4672489 | 0 | 1190936 | West Branch Susquehanna River | 4672489 |  | ONCE-THROUGH FRESH | 2015 | 1056.34 | 2000 | 2020 | continuous years
3136 | Keystone | Armstrong | PA | Crooked Creek | 40.6597 | -79.3406 | 1002 | 4741899 | RECIRCULATING TOWER | COAL | SW | FR | 4741471 | checked |  |  | 4741471 |  | RECIRCULATING TOWER | 2015 | 1001.13 | 2000 | 2020 | continuous years
3138 | New Castle Plant | Lawrence | PA | Beaver River | 40.9381 | -80.3685 | 780 | 19463874 | ONCE-THROUGH FRESH | COAL | SW | FR | 19463874 | 0 | 1180737 | McKee Run | 19464184 |  | ONCE-THROUGH FRESH | 2015 | 779.41 | 2000 | 2020 | continuous years
3140 | Brunner Island | York | PA | Susquehanna River | 40.0962 | -76.696 | 286 | 4722211 | ONCE-THROUGH FRESH | COAL | SW | FR | 4722211 | 0 | 591690 | Susquehanna River | 4722211 |  | ONCE-THROUGH FRESH | 2015 | 282.28 | 2000 | 2020 | continuous years
3148 | TalenEnergy Martins Creek | Northampton | PA | Delaware River | 40.798 | -75.106 | 245 | 2588401 | RECIRCULATING TOWER | GAS STEAM | SW | FR | 2588401 | 0 | 217887 | Delaware River | 2588401 |  | RECIRCULATING TOWER | 2015 | 234.49 | 2000 | 2020 | continuous years
3149 | TalenEnergy Montour | Montour | PA | Susquehanna River | 41.0704 | -76.6647 | 538 | 8151995 | RECIRCULATING TOWER | COAL | SW | FR | 8151995 | 0 | 1171784 | Chillisquaque Creek | 8151995 |  | RECIRCULATING TOWER | 2015 | 536.76 | 2000 | 2020 | continuous years
3161 | Eddystone Generating Station | Delaware | PA | Delaware River | 39.8593 | -75.3242 | 8 | 4496238 | ONCE-THROUGH FRESH | COMPLEX | SW | FR | 4496238 | 0 | 1172788 | Crum Creek | 4499322 |  | ONCE-THROUGH FRESH | 2015 | 9.66 | 2000 | 2020 | continuous years
3166 | Peach Bottom | York | PA | Susquehanna River | 39.7592 | -76.2688 | 153 | 4726523 | COMPLEX | NUCLEAR | SW | FR | 4726523 | checked |  |  | 4726513 |  | COMPLEX | 2015 | 120.85 | 2000 | 2020 | continuous years
3176 | Hunlock Power Station | Luzerne | PA | Susquehanna River | 41.2015 | -76.0694 | 535 | 2603121 | ONCE-THROUGH FRESH | NGCC | SW | FR | 2603121 | 0 | 591690 | Susquehanna River | 2603121 |  | ONCE-THROUGH FRESH | 2015 | 523.06 | 2000 | 2020 | continuous years
3236 | Manchester Street | Providence | RI | Providence River | 41.8159 | -71.4043 | 0 | 6134059 | ONCE-THROUGH SALINE | NGCC | SW | SA | 6134059 | 0 |  |  | 6134059 |  | ONCE-THROUGH SALINE | 2015 | 11.51 | 2000 | 2020 | continuous years
3251 | H B Robinson | Darlington | SC | Lake Robinson | 34.4028 | -80.1583 | 226 | 9177416 | ONCE-THROUGH FRESH | COMPLEX | SW | FR | 9177416 | 0 | 1246896 | Black Creek | 9177416 |  | ONCE-THROUGH FRESH | 2015 | 225.13 | 2000 | 2020 | continuous years
3264 | W S Lee | Anderson | SC | Saluda River | 34.6025 | -82.4352 | 678 | 9868678 | COMPLEX | GAS STEAM | SW | FR | 9868678 | 0 | 1250741 | Saluda River | 9868678 |  | COMPLEX | 2015 | 682.37 | 2000 | 2020 | continuous years
3265 | Oconee | Oconee | SC | Keowee River | 34.7942 | -82.8986 | 815 | 11749987 | ONCE-THROUGH FRESH | NUCLEAR | SW | FR | 11749987 | checked |  |  | 11749987 |  | ONCE-THROUGH FRESH | 2015 | 796.15 | 2000 | 2020 | continuous years
3287 | McMeekin | Lexington | SC | Lake Murray | 34.0558 | -81.2172 | 207 | 9869590 | ONCE-THROUGH FRESH | COMPLEX | SW | FR | 9869590 | 0 | 1250741 | Saluda River | 9869878 |  | ONCE-THROUGH FRESH | 2015 | 200.11 | 2000 | 2020 | continuous years
3295 | Urquhart | Aiken | SC | Savannah River | 33.4344 | -81.911 | 147 | 22724031 | ONCE-THROUGH FRESH | COMPLEX | SW | FR | 22724031 | 0 | 1253486 | Savannah River | 22724031 |  | ONCE-THROUGH FRESH | 2015 | 143.7 | 2000 | 2020 | continuous years
3297 | Wateree | Richland | SC | Wateree River | 33.8266 | -80.6225 | 109 | 9721507 | COMPLEX | COAL | SW | FR | 9721507 | 0 |  |  | 9721817 |  | COMPLEX | 2015 | 109.55 | 2000 | 2020 | continuous years
3298 | Williams | Berkeley | SC | Back River Reservoir | 33.0158 | -79.9294 | 12 | 9643641 | COMPLEX | COAL | SW | FR | 9643343 | checked |  |  | 9643645 |  | COMPLEX | 2015 | 10.4 | 2000 | 2020 | continuous years
3393 | Allen Steam Plant | Shelby | TN | Mississippi River | 35.0741 | -90.1487 | 241 | 7474836 | ONCE-THROUGH FRESH | COAL | SW | FR | 7474836 | 0 |  |  | 7474836 |  | ONCE-THROUGH FRESH | 2015 | 238.9 | 2000 | 2020 | continuous years
3396 | Bull Run | Anderson | TN | Clinch River | 36.0205 | -84.1569 | 813 | 22124076 | ONCE-THROUGH FRESH | COAL | SW | FR | 22124076 | 0 | 1275139 | Worthington Branch | 14643309 |  | ONCE-THROUGH FRESH | 2015 | 792.83 | 2000 | 2020 | continuous years
3399 | Cumberland | Stewart | TN | Cumberland River | 36.3903 | -87.6527 | 433 | 11884358 | ONCE-THROUGH FRESH | COAL | SW | FR | 11884778 | checked | 517018 | Cumberland River | 11884778 |  | ONCE-THROUGH FRESH | 2015 | 435.44 | 2000 | 2020 | continuous years
3403 | Gallatin (TN) | Sumner | TN | Cumberland River | 36.3153 | -86.4007 | 466 | 18415917 | ONCE-THROUGH FRESH | COAL | SW | FR | 18415917 | 0 | 517018 | Cumberland River | 18415917 |  | ONCE-THROUGH FRESH | 2015 | 465.91 | 2000 | 2020 | continuous years
3405 | John Sevier | Hawkins | TN | Holston River | 36.3763 | -82.9632 | 1107 | 22178442 | RECIRCULATING TOWER | NGCC | SW | FR | 22178442 | 0 | 1303469 | Holston River | 22178442 |  | RECIRCULATING TOWER | 2015 | 1109.63 | 2000 | 2020 | continuous years
3406 | Johnsonville | Humphreys | TN | Tennessee River | 36.038 | -87.9823 | 391 | 10582213 | ONCE-THROUGH FRESH | COAL | SW | FR | 10582213 | checked |  | Tennessee River | 10582213 |  | ONCE-THROUGH FRESH | 2015 | 391.21 | 2000 | 2017 | continuous years
3407 | Kingston | Roane | TN | Clinch And Emory Rivers | 35.8983 | -84.5188 | 768 | 22125770 | ONCE-THROUGH FRESH | COAL | SW | FR | 22125770 | checked |  |  | 22125788 |  | ONCE-THROUGH FRESH | 2015 | 763.68 | 2000 | 2020 | continuous years
3441 | Nueces Bay | Nueces | TX | Corpus Christi Ship Channel | 27.8191 | -97.4194 | 0 | 1636619 | ONCE-THROUGH SALINE | NGCC | SW | SA | 1636619 | 0 |  |  | 1636619 |  | ONCE-THROUGH SALINE | 2015 | 10.82 | 2000 | 2020 | missing 5 years
3443 | Victoria | Victoria | TX | Wells and Guadalupe River | 28.788 | -97.0106 | 55 | 1639225 | COMPLEX | NGCC | GW & SW | FR | 1639225 | 0 | 1377682 | Guadalupe River | 1639225 | KDS - comid ok | COMPLEX | 2015 | 55.3 | 2000 | 2020 | missing 6 years
3452 | Lake Hubbard | Dallas | TX | Lake Ray Hubbard | 32.8366 | -96.5461 | 455 | 1293054 | ONCE-THROUGH FRESH | GAS STEAM | SW | FR | 1293224 | checked |  |  | 120053026 | KDS - artifiical line ok but water body better | ONCE-THROUGH FRESH | 2015 | 455.93 | 2000 | 2020 | continuous years
3453 | Mountain Creek | Dallas | TX | Mountain Creek Lake | 32.7235 | -96.9364 | 474 | 1269878 | ONCE-THROUGH FRESH | GAS STEAM | SW | FR | 1269878 | checked | 1342164 | Mountain Creek | 1269548 | KDS - Mountain Creek comid is acceptable but Mountain Creek Lake comid is better | ONCE-THROUGH FRESH | 2015 | 472.71 | 2000 | 2020 | continuous years
3456 | Newman | El Paso | TX | Wells/Treated Municipal Waste | 31.9835 | -106.4322 | 4067 | 266745 | RECIRCULATING TOWER | COMPLEX | GW | FR | 265875 | checked |  |  | 265875 |  | RECIRCULATING TOWER | 2015 | 4065.69 | 2000 | 2020 | continuous years
3457 | Lewis Creek | Montgomery | TX | Lewis Creek Reservoir | 30.4358 | -95.5208 | 272 | 1468340 | RECIRCULATING POND | GAS STEAM | SW | FR | 1468340 | 0 | 1361123 | Lewis Creek | 1466524 | KDS - Lewis Creek comid acceptable but Lewis Creek Reservoir is better | RECIRCULATING POND | 2015 | 275.21 | 2000 | 2020 | continuous years
3459 | Sabine | Orange | TX | Sabine Lake | 30.0237 | -93.876 | 8 | 1115761 | COMPLEX | GAS STEAM | SW | SA | 1115529 | checked |  |  | 120055037 | KDS - no, should be Sabine Lake | COMPLEX | 2015 | 7.84 | 2000 | 2020 | continuous years
3460 | Cedar Bayou | Chambers | TX | Upper Galveston Bay | 29.7502 | -94.9256 | 27 | 1558944 | ONCE-THROUGH SALINE | GAS STEAM | SW | SA | 1558944 | 0 | 1381002 | Cedar Bayou | 1558944 | KDS - comid ok | ONCE-THROUGH SALINE | 2015 | 17.21 | 2000 | 2020 | continuous years
3464 | Greens Bayou | Harris | TX | Lake Houston | 29.8217 | -95.2194 | 37 | 1439047 | RECIRCULATING TOWER | GAS STEAM | SW | FR | 1439047 | 0 |  |  | 1439047 |  | RECIRCULATING TOWER | 2015 | 35.5 | 2000 | 2017 | continuous years
3469 | T H Wharton | Harris | TX | Water Wells | 29.9415 | -95.5333 | 121 | 1440207 | RECIRCULATING TOWER | NGCC | GW | FR | 1438277 | checked | 1373919 | Greens Bayou | 1438277 |  | RECIRCULATING TOWER | 2015 | 117.47 | 2000 | 2020 | continuous years
3470 | W A Parish | Fort Bend | TX | Smithers Lake | 29.4787 | -95.634 | 71 | 3126488 | COMPLEX | COMPLEX | SW | FR | 3126488 | checked |  |  | 3126488 | KDS - comid ok | COMPLEX | 2015 | 71.01 | 2000 | 2020 | continuous years
3476 | Knox Lee | Gregg | TX | Lake Cherokee | 32.3767 | -94.6416 | 289 | 5279694 | ONCE-THROUGH FRESH | GAS STEAM | SW | FR | 5279694 | 0 |  |  | 5279694 | KDS - comid ok | ONCE-THROUGH FRESH | 2015 | 288.68 | 2000 | 2020 | continuous years
3477 | Lone Star | Morris | TX | Ellison Creek Reserv | 32.9215 | -94.7228 | 269 | 1011724 | ONCE-THROUGH FRESH | GAS STEAM | SW | -nr- | 1011730 | checked |  |  | 1011730 | KDS - comid ok | ONCE-THROUGH FRESH | 2015 | 282.86 | 2000 | 2019 | missing 1 years
3478 | Wilkes | Marion | TX | Johnson Creek Reserv | 32.848 | -94.548 | 299 | 1011742 | COMPLEX | GAS STEAM | SW | FR | 1011742 | 0 | 1338795 | Johnson Creek | 1011742 | KDS - comid ok | COMPLEX | 2015 | 298.39 | 2000 | 2020 | continuous years
3482 | Jones | Lubbock | TX | Municipality | 33.5243 | -101.7395 | 3178 | 13718567 | RECIRCULATING TOWER | GAS STEAM | PD | BE | 13720387 | checked | 1375163 | North Fork Double Mountain Fork Brazos River |  |  | RECIRCULATING TOWER | 2015 | 3172.52 | 2000 | 2020 | continuous years
3484 | Nichols | Potter | TX | Municipality | 35.2835 | -101.7463 | 3596 | 19983986 | RECIRCULATING TOWER | GAS STEAM | PD | BE | 19983986 | checked |  |  |  |  | RECIRCULATING TOWER | 2015 | 3592.27 | 2000 | 2020 | continuous years
3485 | Plant X | Lamb | TX | Wells | 34.1661 | -102.4109 | 3675 | 13475967 | RECIRCULATING TOWER | GAS STEAM | GW | FR | 13475967 | 0 |  |  |  |  | RECIRCULATING TOWER | 2015 | 3671.15 | 2000 | 2020 | continuous years
3490 | Graham | Young | TX | Lake Graham | 33.1349 | -98.612 | 1077 | 5494506 | ONCE-THROUGH FRESH | GAS STEAM | SW | FR | 5494506 | 0 |  |  | 5494762 | KDS - no, use Lake Graham | ONCE-THROUGH FRESH | 2015 | 1075.08 | 2000 | 2020 | continuous years
3491 | Handley | Tarrant | TX | Lake Arlington | 32.7274 | -97.2185 | 563 | 1269102 | ONCE-THROUGH FRESH | GAS STEAM | SW | FR | 1269102 | 0 | 1376597 | Village Creek |  | KDS - comid ok | ONCE-THROUGH FRESH | 2015 | 563.13 | 2000 | 2020 | continuous years
3497 | Big Brown | Freestone | TX | Fairfield Lake | 31.8203 | -96.0559 | 322 | 1455407 | ONCE-THROUGH FRESH | COAL | SW | FR | 1455407 | 0 | 1372527 | Big Brown Creek |  | KDS - comid ok | ONCE-THROUGH FRESH | 2015 | 321.99 | 2000 | 2018 | continuous years
3504 | Stryker Creek | Cherokee | TX | Stryker Creek Reservoir | 31.9397 | -94.99 | 306 | 1150543 | ONCE-THROUGH FRESH | GAS STEAM | SW | FR | 1150543 | 0 | 1348001 | Striker Creek |  | KDS - comid ok | ONCE-THROUGH FRESH | 2015 | 304.63 | 2000 | 2020 | continuous years
3507 | Trinidad (TX) | Henderson | TX | Trinidad Lake | 32.1248 | -96.1016 | 286 | 1262643 | RECIRCULATING POND | GAS STEAM | SW | FR | 1262643 | 0 | 1348789 | Trinity River | 1262105 | KDS - no, use Trinidad Lake not the River | RECIRCULATING POND | 2015 | 283.97 | 2000 | 2020 | continuous years
3548 | Decker Creek | Travis | TX | Lake Walter E. Long | 30.3038 | -97.6129 | 564 | 5789866 | ONCE-THROUGH FRESH | GAS STEAM | SW | FR | 5789866 | 0 | 1334178 | Decker Creek |  | KDS - comid ok | ONCE-THROUGH FRESH | 2015 | 563.98 | 2000 | 2020 | continuous years
3559 | Silas Ray | Cameron | TX | Rio Grande River | 25.9128 | -97.5214 | 34 | 626102 | COMPLEX | NGCC | SW | FR | 626102 | checked |  |  |  | KDS - comid ok | COMPLEX | 2015 | 34.09 | 2000 | 2020 | continuous years
3576 | Ray Olinger | Collin | TX | Lake Lavon | 33.068 | -96.4526 | 519 | 1292390 | ONCE-THROUGH FRESH | GAS STEAM | SW | FR | 1292390 | checked |  |  |  | KDS - comid ok | ONCE-THROUGH FRESH | 2015 | 520.73 | 2000 | 2020 | continuous years
3601 | Sim Gideon | Bastrop | TX | Lake Bastrop | 30.1454 | -97.2705 | 456 | 5789910 | ONCE-THROUGH FRESH | GAS STEAM | SW | FR | 5789910 | 0 |  |  |  | KDS - comid ok | ONCE-THROUGH FRESH | 2015 | 455.61 | 2000 | 2020 | continuous years
3602 | Ty Cooke | Lubbock | TX | Municipality | 33.5212 | -101.7908 | 3159 | 13718569 | RECIRCULATING TOWER | GAS STEAM | -nr- | -nr- | 13720401 | checked | 1375163 | North Fork Double Mountain Fork Brazos River |  |  | RECIRCULATING TOWER | 2015 | 3155.7 | 2000 | 2016 | continuous years
3604 | J Robert Massengale | Lubbock | TX | Municipality | 33.6034 | -101.8411 | 3205 | 13494837 | RECIRCULATING TOWER | NGCC | -nr- | -nr- | 13494837 | 0 |  |  |  |  | RECIRCULATING TOWER | 2015 | 3200.84 | 2000 | 2020 | continuous years
3611 | O W Sommers | Bexar | TX | San Antonio River | 29.3076 | -98.3243 | 492 | 10840882 | ONCE-THROUGH FRESH | GAS STEAM | SW | FR | 10840882 | checked | 1373102 | Chupaderas Creek |  | KDS - comid ok | ONCE-THROUGH FRESH | 2015 | 492.04 | 2000 | 2020 | continuous years
3612 | V H Braunig | Bexar | TX | San Antonio River | 29.2569 | -98.3822 | 514 | 10840890 | RECIRCULATING POND | GAS STEAM | SW | FR | 10840890 | 0 |  |  |  | KDS - comid ok | RECIRCULATING POND | 2015 | 514 | 2000 | 2020 | continuous years
3628 | R W Miller | Palo Pinto | TX | Lake Palo Pinto | 32.6583 | -98.3095 | 887 | 5497346 | ONCE-THROUGH FRESH | GAS STEAM | SW | FR | 5497346 | 0 |  |  |  | KDS - comid ok | ONCE-THROUGH FRESH | 2015 | 886.02 | 2000 | 2020 | continuous years
3630 | Pearsall | Frio | TX | Wells | 28.9277 | -99.092 | 664 | 10647731 | RECIRCULATING TOWER | GAS STEAM | GW | -nr- | 10647731 | 0 |  |  |  |  | RECIRCULATING TOWER | 2015 | 663.12 | 2000 | 2017 | continuous years
3631 | Sam Rayburn | Victoria | TX | Guadalupe River | 28.8949 | -97.1349 | 103 | 1638495 | RECIRCULATING TOWER | NGCC | SW | -nr- | 1638519 | checked | 1377682 | Guadalupe River |  |  | RECIRCULATING TOWER | 2015 | 102.02 | 2000 | 2020 | continuous years
3644 | Carbon | Carbon | UT | Price River | 39.7271 | -110.8645 | 6121 | 3907839 | RECIRCULATING TOWER | COAL | SW | FR | 3907839 | 0 | 1447410 | Willow Creek |  |  | RECIRCULATING TOWER | 2015 | 6115.15 | 2000 | 2015 | continuous years
3648 | Gadsby | Salt Lake | UT | Jordan River | 40.7687 | -111.9284 | 4230 | 10390290 | RECIRCULATING TOWER | GAS STEAM | SW | FR | 10390290 | 0 | 1442221 | Jordan River |  |  | RECIRCULATING TOWER | 2015 | 4226.22 | 2000 | 2020 | continuous years
3775 | Clinch River | Russell | VA | Clinch River | 36.9333 | -82.1993 | 1570 | 14640413 | RECIRCULATING TOWER | COAL | SW | FR | 14640413 | 0 | 1307258 | Clinch River |  |  | RECIRCULATING TOWER | 2015 | 1502.71 | 2000 | 2020 | continuous years
3776 | Glen Lyn | Giles | VA | New River | 37.3699 | -80.8634 | 1552 | 6908699 | ONCE-THROUGH FRESH | COAL | SW | FR | 6908699 | 0 | 1552301 | New River |  | KDS - comid ok | ONCE-THROUGH FRESH | 2015 | 1544.73 | 2000 | 2015 | continuous years
3796 | Bremo Bluff | Fluvanna | VA | James River | 37.7092 | -78.2873 | 231 | 8545819 | ONCE-THROUGH FRESH | GAS STEAM | SW | FR | 8548185 | checked | 1488853 | James River |  | KDS - comid ok | ONCE-THROUGH FRESH | 2015 | 223.04 | 2000 | 2018 | continuous years
3797 | Chesterfield | Chesterfield | VA | James River | 37.3829 | -77.382 | 29 | 10067389 | ONCE-THROUGH FRESH | COMPLEX | SW | FR | 10067389 | 0 | 1488853 | James River |  | KDS - comid ok | ONCE-THROUGH FRESH | 2015 | 28.33 | 2000 | 2020 | continuous years
3804 | Possum Point | Prince William | VA | Potomac River | 38.5378 | -77.2793 | 35 | 4539971 | COMPLEX | COMPLEX | SW | SA | 4539971 | 0 |  |  |  |  | COMPLEX | 2015 | 34.58 | 2000 | 2020 | continuous years
3806 | Surry | Surry | VA | James River | 37.1662 | -76.6977 | 0 | 10064993 | ONCE-THROUGH SALINE | NUCLEAR | SW | SA | 10064993 | checked | 1488853 | James River | 10073009 | KDS - no, can't find listed comid, obvious water flow from the eastern side of penisula through plant to western side -- note: NHD incorrectly indicates flow in the other direction. | ONCE-THROUGH SALINE | 2015 | 26.21 | 2000 | 2020 | continuous years
3809 | Yorktown | York | VA | York River | 37.215 | -76.4618 | 0 | 9897200 | ONCE-THROUGH SALINE | COMPLEX | SW | SA | 9897200 | 0 | 1476475 | West Branch Wormley Creek |  | KDS - comid ok | ONCE-THROUGH SALINE | 2015 | 12.01 | 2000 | 2020 | continuous years
3845 | Transalta Centralia Generation | Lewis | WA | Skookumchuck River | 46.7559 | -122.8574 | 249 | 23850957 | RECIRCULATING TOWER | COAL | SW | FR | 23850957 | 0 | 1520490 | Hanaford Creek |  |  | RECIRCULATING TOWER | 2015 | 223.97 | 2000 | 2020 | continuous years
3935 | John E Amos | Putnam | WV | Kanawha River | 38.4737 | -81.8224 | 596 | 19315422 | RECIRCULATING TOWER | COAL | SW | FR | 19315422 | 0 | 1551620 | Kanawha River |  |  | RECIRCULATING TOWER | 2015 | 592.39 | 2000 | 2020 | continuous years
3936 | Kanawha River | Kanawha | WV | Kanawha River | 38.2064 | -81.4235 | 622 | 6925319 | ONCE-THROUGH FRESH | COAL | SW | FR | 6925319 | 0 | 1551620 | Kanawha River |  | KDS - comid ok | ONCE-THROUGH FRESH | 2015 | 623.3 | 2000 | 2017 | missing 1 years
3938 | Philip Sporn | Mason | WV | Ohio River | 38.9675 | -81.9228 | 592 | 19442931 | ONCE-THROUGH FRESH | COAL | SW | FR | 19442931 | 0 | 425264 | Ohio River |  | KDS - comid ok | ONCE-THROUGH FRESH | 2015 | 587.74 | 2000 | 2015 | continuous years
3943 | FirstEnergy Fort Martin Power Station | Monongalia | WV | Monongahela River | 39.7103 | -79.9275 | 812 | 3768832 | RECIRCULATING TOWER | COAL | SW | FR | 3768832 | 0 | 1209053 | Monongahela River |  |  | RECIRCULATING TOWER | 2015 | 810.71 | 2000 | 2020 | continuous years
3944 | FirstEnergy Harrison Power Station | Harrison | WV | West Fork River | 39.385 | -80.3322 | 980 | 3715706 | RECIRCULATING TOWER | COAL | SW | FR | 3715706 | 0 | 1548931 | West Fork River |  |  | RECIRCULATING TOWER | 2015 | 977.72 | 2000 | 2020 | continuous years
3947 | Kammer | Marshall | WV | Ohio River | 39.846 | -80.8189 | 650 | 19455337 | ONCE-THROUGH FRESH | COMPLEX | SW | FR | 19455337 | 0 | 425264 | Ohio River |  | KDS - comid ok | ONCE-THROUGH FRESH | 2015 | 651.18 | 2000 | 2015 | continuous years
3948 | Mitchell (WV) | Marshall | WV | Ohio River | 39.8296 | -80.8165 | 668 | 19455355 | RECIRCULATING TOWER | COAL | SW | FR | 19455355 | 0 | 425264 | Ohio River |  | KDS - comid ok | RECIRCULATING TOWER | 2015 | 667.71 | 2000 | 2020 | continuous years
3954 | Mt Storm | Grant | WV | Mt Storm Lake | 39.2008 | -79.2638 | 3270 | 14366062 | ONCE-THROUGH FRESH | COAL | SW | FR | 14366062 | checked | 1553080 | Stony River |  | KDS - comid ok | ONCE-THROUGH FRESH | 2015 | 3263.07 | 2000 | 2020 | continuous years
3982 | Bay Front | Ashland | WI | Lake Superior | 46.5872 | -90.9018 | 605 | 1797315 | ONCE-THROUGH FRESH | BIOMASS | SW | FR | 1797315 | 0 |  |  |  | KDS - comid ok | ONCE-THROUGH FRESH | 2015 | 605.4 | 2000 | 2020 | continuous years
3992 | Blount Street | Dane | WI | Lake Monona | 43.0792 | -89.3743 | 853 | 13294322 | ONCE-THROUGH FRESH | GAS STEAM | SW | FR | 13294322 | 0 |  |  | 13294320 | KDS - listed comid is ok, this one is better. | ONCE-THROUGH FRESH | 2015 | 850.44 | 2000 | 2020 | continuous years
4005 | French Island | La Crosse | WI | Mississippi River | 43.8291 | -91.2597 | 641 | 2456588 | ONCE-THROUGH FRESH | BIOMASS | SW | FR | 2456588 | 0 |  |  |  | KDS - comid ok | ONCE-THROUGH FRESH | 2015 | 647.65 | 2000 | 2020 | continuous years
4040 | Port Washington Generating Station | Ozaukee | WI | Lake Michigan | 43.3842 | -87.8699 | 591 | 12177488 | ONCE-THROUGH FRESH | NGCC | SW | FR | 12177488 | 0 |  |  |  | KDS - comid ok | ONCE-THROUGH FRESH | 2015 | 590.29 | 2000 | 2020 | continuous years
4041 | South Oak Creek | Milwaukee | WI | Lake Michigan | 42.8448 | -87.8285 | 597 | 12169331 | ONCE-THROUGH FRESH | COAL | SW | FR | 12169331 | 0 |  |  |  | KDS - comid ok | ONCE-THROUGH FRESH | 2015 | 594.07 | 2000 | 2020 | continuous years
4042 | Valley (WI) | Milwaukee | WI | Menominee River | 43.0304 | -87.9241 | 583 | 12162512 | ONCE-THROUGH FRESH | COMPLEX | SW | FR | 12162512 | 0 | 1569347 | Menomonee River |  | KDS - comid ok | ONCE-THROUGH FRESH | 2015 | 585.21 | 2000 | 2020 | continuous years
4046 | Point Beach Nuclear Plant | Manitowoc | WI | Lake Michigan | 44.2811 | -87.536 | 603 | 12174218 | ONCE-THROUGH FRESH | NUCLEAR | SW | FR | 12174218 | 0 |  |  |  | KDS - comid ok | ONCE-THROUGH FRESH | 2015 | 602.81 | 2000 | 2020 | continuous years
4050 | Edgewater | Sheboygan | WI | Lake Michigan | 43.7156 | -87.706 | 588 | 12176006 | ONCE-THROUGH FRESH | COAL | SW | FR | 12176006 | 0 |  |  |  | KDS - comid ok | ONCE-THROUGH FRESH | 2015 | 592.3 | 2000 | 2020 | continuous years
4054 | Nelson Dewey Generating Station | Grant | WI | Mississippi River | 42.7229 | -91.0087 | 622 | 13326790 | ONCE-THROUGH FRESH | COAL | SW | FR | 13326792 | checked | 1629903 | Mississippi River |  | KDS - comid ok | ONCE-THROUGH FRESH | 2015 | 621.82 | 2000 | 2015 | continuous years
4072 | Pulliam | Brown | WI | Green Bay | 44.5401 | -88.0085 | 589 | 6802236 | ONCE-THROUGH FRESH | COAL | SW | FR | 6802236 | 0 |  |  |  | KDS - comid ok | ONCE-THROUGH FRESH | 2015 | 583.85 | 2000 | 2018 | continuous years
4078 | Weston | Marathon | WI | Wisconsin River | 44.8581 | -89.65 | 1182 | 14732378 | COMPLEX | COAL | SW | FR | 14732378 | 0 | 1580811 | Wisconsin River |  | KDS - comid ok | COMPLEX | 2015 | 1181.12 | 2000 | 2020 | continuous years
4125 | Manitowoc | Manitowoc | WI | Lake Michigan | 44.0814 | -87.6566 | 607 | 12174238 | ONCE-THROUGH FRESH | COMPLEX | SW | FR | 12174238 | 0 |  |  |  | KDS - comid ok | ONCE-THROUGH FRESH | 2015 | 603.86 | 2000 | 2020 | continuous years
4143 | Genoa | Vernon | WI | Mississippi River | 43.5592 | -91.2323 | 642 | 13208374 | ONCE-THROUGH FRESH | COAL | SW | FR | 13208374 | 0 | 1629903 | Mississippi River |  | KDS - comid ok | ONCE-THROUGH FRESH | 2015 | 640.83 | 2000 | 2020 | continuous years
4146 | E J Stoneman Station | Grant | WI | Mississippi River | 42.7083 | -90.9847 | 622 | 13325594 | ONCE-THROUGH FRESH | BIOMASS | SW | -nr- | 13325594 | 0 | 1629903 | Mississippi River |  | KDS - comid ok | ONCE-THROUGH FRESH | 2015 | 620.03 | 2001 | 2015 | continuous years
4158 | Dave Johnston | Converse | WY | North Platte River | 42.8382 | -105.777 | 4951 | 22109491 | COMPLEX | COAL | SW | FR | 22109491 | 0 | 837263 | North Platte River |  | KDS - comid ok | COMPLEX | 2015 | 4946.16 | 2000 | 2020 | continuous years
4162 | Naughton | Lincoln | WY | Hams Fork River | 41.7588 | -110.5972 | 6943 | 3265274 | RECIRCULATING TOWER | COAL | SW | FR | 3265274 | 0 |  |  |  |  | RECIRCULATING TOWER | 2015 | 6935.19 | 2000 | 2020 | continuous years
4195 | Powerlane Plant | Hunt | TX | No 4 Resevoir | 33.1707 | -96.1268 | 519 | 5253829 | ONCE-THROUGH FRESH | GAS STEAM | -nr- | -nr- | 5253823 | checked |  |  | 5253693 | KDS - no, Greenville Reservoir Number Six is better | ONCE-THROUGH FRESH | 2015 | 551.28 | 2000 | 2020 | missing 1 years
4259 | Endicott Station | Hillsdale | MI | Wells | 42.0317 | -84.7546 | 1025 | 12254504 | RECIRCULATING TOWER | COMPLEX | GW | -nr- | 12254504 | 0 | 1624891 | Saint Joseph River |  |  | RECIRCULATING TOWER | 2015 | 1027.11 | 2000 | 2016 | continuous years
4266 | Spencer | Denton | TX | Municipality | 33.1975 | -97.1065 | 651 | 1277114 | RECIRCULATING TOWER | GAS STEAM | PD | BE | 1277114 | 0 |  |  |  |  | RECIRCULATING TOWER | 2015 | 651.57 | 2000 | 2020 | continuous years
4270 | Waterford 3 | St Charles | LA | Mississippi River | 29.9951 | -90.4716 | 16 | 22363775 | ONCE-THROUGH FRESH | NUCLEAR | SW | FR | 22799299 | checked | 1629903 | Mississippi River | 22799299 | KDS - comid ok | ONCE-THROUGH FRESH | 2015 | 18.44 | 2000 | 2020 | continuous years
4271 | John P Madgett | Buffalo | WI | Mississippi River | 44.3023 | -91.9125 | 676 | 2118222 | ONCE-THROUGH FRESH | COAL | SW | FR | 2118222 | 0 | 1629903 | Mississippi River |  | KDS - comid ok | ONCE-THROUGH FRESH | 2015 | 677.13 | 2000 | 2020 | continuous years
4937 | Thomas C Ferguson | Llano | TX | Lake Lyndon B. Johnson | 30.558 | -98.3706 | 851 | 5757866 | ONCE-THROUGH FRESH | NGCC | SW | FR | 5757866 | 0 |  |  |  | KDS - comid ok | ONCE-THROUGH FRESH | 2015 | 852.1 | 2000 | 2020 | missing 1 years
4939 | Barney M Davis | Nueces | TX | Laguna Madre | 27.6071 | -97.3108 | 0 | 1648848 | ONCE-THROUGH SALINE | COMPLEX | SW | SA | 1648848 | 0 |  |  |  | KDS - comid ok | ONCE-THROUGH SALINE | 2015 | 19.03 | 2000 | 2020 | continuous years
4940 | Riverside | Tulsa | OK | Arkansas River | 35.9981 | -95.9574 | 615 | 371069 | RECIRCULATING TOWER | GAS STEAM | SW | FR | 369543 | checked |  |  |  |  | RECIRCULATING TOWER | 2015 | 614.29 | 2000 | 2020 | continuous years
4941 | Navajo | Coconino | AZ | Lake Powell | 36.9039 | -111.3888 | 4381 | 3528407 | RECIRCULATING TOWER | COAL | SW | FR | 3528413 | checked |  |  |  |  | RECIRCULATING TOWER | 2015 | 4373.7 | 2000 | 2019 | continuous years
6000 | Donald C Cook | Berrien | MI | Lake Michigan | 41.9757 | -86.5655 | 622 | 3397238 | ONCE-THROUGH FRESH | NUCLEAR | SW | FR | 3397238 | 0 |  |  |  | KDS - comid ok | ONCE-THROUGH FRESH | 2015 | 609.27 | 2000 | 2020 | continuous years
6001 | Joseph M Farley | Houston | AL | Chattahoochee River | 31.2231 | -85.1114 | 176 | 2310449 | RECIRCULATING TOWER | NUCLEAR | SW | FR | 2309851 | checked | 129080 | Wilson Creek |  |  | RECIRCULATING TOWER | 2015 | 176.08 | 2000 | 2020 | continuous years
6002 | James H Miller Jr | Jefferson | AL | Black Warrior River | 33.6312 | -87.0579 | 321 | 18567309 | RECIRCULATING TOWER | COAL | SW | FR | 18567309 | 0 | 153848 | Village Creek |  |  | RECIRCULATING TOWER | 2015 | 304.28 | 2000 | 2020 | continuous years
6004 | FirstEnergy Pleasants Power Station | Pleasants | WV | Ohio River | 39.367 | -81.2942 | 637 | 15433660 | RECIRCULATING TOWER | COAL | SW | FR | 15434056 | checked | 425264 | Ohio River |  |  | RECIRCULATING TOWER | 2015 | 634.14 | 2000 | 2020 | continuous years
6008 | Palo Verde | Maricopa | AZ | Phoenix Area Sewage Effluent | 33.3869 | -112.8645 | 954 | 20395541 | RECIRCULATING TOWER | NUCLEAR | PD | BE | 20395551 | checked |  |  |  |  | RECIRCULATING TOWER | 2015 | 953.12 | 2000 | 2020 | continuous years
6009 | White Bluff | Jefferson | AR | Arkansas River | 34.4226 | -92.1389 | 311 | 22850721 | RECIRCULATING TOWER | COAL | SW | FR | 22850721 | 0 | 51178 | Lipscomb Branch |  |  | RECIRCULATING TOWER | 2015 | 310.36 | 2000 | 2020 | continuous years
6011 | Calvert Cliffs Nuclear Power Plant | Calvert | MD | Chesapeake Bay | 38.4345 | -76.4419 | 0 | 8378397 | ONCE-THROUGH SALINE | NUCLEAR | SW | SA | 8378397 | 0 |  |  |  | KDS - comid ok | ONCE-THROUGH SALINE | 2015 | 43.79 | 2000 | 2020 | continuous years
6014 | Brunswick Nuclear | Brunswick | NC | Atlantic Ocean (Cape Fear) | 33.9582 | -78.0096 | 0 | 8835326 | ONCE-THROUGH SALINE | NUCLEAR | SW | SA | 8835370 | checked |  |  |  | KDS - comid ok | ONCE-THROUGH SALINE | 2015 | 20.64 | 2000 | 2020 | continuous years
6015 | Harris | Wake | NC | Shearon Harris Reservoir | 35.6335 | -78.9559 | 260 | 8842737 | RECIRCULATING TOWER | NUCLEAR | SW | FR | 8842737 | 0 | 996038 | Thomas Creek |  |  | RECIRCULATING TOWER | 2015 | 260.14 | 2000 | 2020 | continuous years
6016 | Duck Creek | Fulton | IL | Duck Creek Reservoir | 40.4659 | -89.9846 | 578 | 13606866 | ONCE-THROUGH FRESH | COAL | SW | FR | 13606866 | checked |  |  |  | KDS - comid listed is for the artificial path for Duck Creek Cooling Pond - ok. | ONCE-THROUGH FRESH | 2015 | 575.32 | 2000 | 2019 | continuous years
6017 | Newton | Jasper | IL | Laws Creek, Sandy Creek | 38.9359 | -88.2767 | 545 | 10435490 | ONCE-THROUGH FRESH | COAL | SW | FR | 10433258 | appears to be both Laws and Sandy Creeks. COMID 10435490 is Laws Creeks. COMID 10433258 is trib to Sandy Creek. |  |  | 10435490 | KDS - nope, obvious large water intakes pulling water from Lake Newton, might be why the plant is named Newton? | ONCE-THROUGH FRESH | 2015 | 543.76 | 2000 | 2020 | continuous years
6018 | East Bend | Boone | KY | Ohio River | 38.9054 | -84.8512 | 516 | 3407479 | RECIRCULATING TOWER | COAL | SW | FR | 3407479 | 0 | 425264 | Ohio River |  |  | RECIRCULATING TOWER | 2015 | 515.12 | 2000 | 2020 | continuous years
6019 | W H Zimmer | Clermont | OH | Ohio River | 38.8671 | -84.2293 | 499 | 1922624 | RECIRCULATING TOWER | COAL | SW | FR | 1922624 | 0 | 1042628 | Little Indian Creek |  |  | RECIRCULATING TOWER | 2015 | 509.29 | 2000 | 2020 | continuous years
6020 | Perry | Lake | OH | Lake Erie | 41.8009 | -81.1432 | 624 | 28123820 | RECIRCULATING TOWER | NUCLEAR | SW | FR | 28123820 | 0 |  |  |  |  | RECIRCULATING TOWER | 2015 | 619.21 | 2000 | 2020 | continuous years
6021 | Craig (CO) | Moffat | CO | Yampa River | 40.4633 | -107.5903 | 6367 | 1356794 | RECIRCULATING TOWER | COAL | SW | FR | 1355120 | checked |  | trib to Yampa River |  |  | RECIRCULATING TOWER | 2015 | 6357.88 | 2000 | 2020 | continuous years
6022 | Braidwood Generation Station | Will | IL | Kanakee River | 41.2434 | -88.2293 | 600 | 14779596 | RECIRCULATING POND | NUCLEAR | SW | FR | 14779596 | 0 |  |  | 14779058 | KDS - nope; can't find comid listed to check; should be the huge Braidwood Power Plant Cooling Pond but it does not have a comid (reachcode listed), using a historic pond now submerged by the cooling pond. | RECIRCULATING POND | 2015 | 600.3 | 2000 | 2020 | continuous years
6023 | Byron Generating Station | Ogle | IL | Rock River | 42.0742 | -89.2792 | 870 | 10603224 | RECIRCULATING TOWER | NUCLEAR | SW | FR | 10603224 | 0 | 421437 | Woodland Creek |  |  | RECIRCULATING TOWER | 2015 | 872.42 | 2000 | 2020 | continuous years
6026 | LaSalle Generating Station | LaSalle | IL | Illinois River | 41.2455 | -88.6685 | 708 | 14780248 | RECIRCULATING POND | NUCLEAR | SW | FR | 14780248 | 0 |  |  |  | KDS - comid ok | RECIRCULATING POND | 2015 | 707.29 | 2000 | 2020 | continuous years
6030 | Coal Creek | McLean | ND | Missouri River | 47.378 | -101.1569 | 1973 | 14518451 | RECIRCULATING TOWER | COAL | SW | FR | 14518479 | checked |  |  |  |  | RECIRCULATING TOWER | 2015 | 1971.61 | 2000 | 2020 | continuous years
6031 | Killen Station | Adams | OH | Ohio River | 38.6915 | -83.4799 | 527 | 1920230 | RECIRCULATING TOWER | COAL | SW | FR | 1921974 | checked | 425264 | Ohio River |  |  | RECIRCULATING TOWER | 2015 | 532.56 | 2000 | 2018 | continuous years
6034 | Belle River | St Clair | MI | St. Clair River | 42.7743 | -82.4949 | 591 | 13195966 | ONCE-THROUGH FRESH | COAL | SW | FR | 13195966 | 0 |  |  | 13196020 | KDS - nope, cooling water-source is the St. Clair River not the tiny non-existant stream/canal near the plant. | ONCE-THROUGH FRESH | 2015 | 590.76 | 2000 | 2020 | continuous years
6035 | Greenwood (MI) | St Clair | MI | Municipality | 43.1055 | -82.6974 | 756 | 13193882 | RECIRCULATING POND | GAS STEAM | SW | FR | 13193882 | 0 |  |  | 13192656 | KDS - nope, use pond | RECIRCULATING POND | 2015 | 756.96 | 2000 | 2020 | continuous years
6036 | Catawba | York | SC | Lake Wylie | 35.0517 | -81.0697 | 642 | 9756976 | RECIRCULATING TOWER | NUCLEAR | SW | FR | 9756976 | checked |  |  |  |  | RECIRCULATING TOWER | 2015 | 593.57 | 2000 | 2020 | continuous years
6038 | McGuire | Mecklenburg | NC | Lake Norman | 35.4326 | -80.9485 | 760 | 9755486 | ONCE-THROUGH FRESH | NUCLEAR | SW | FR | 9755486 | 0 | 1010097 | Catawba River | 9755484 | KDS - nope, use Lake Norman | ONCE-THROUGH FRESH | 2015 | 759.28 | 2000 | 2020 | continuous years
6040 | Beaver Valley | Beaver | PA | Ohio River | 40.6222 | -80.4331 | 735 | 3821109 | RECIRCULATING TOWER | NUCLEAR | SW | FR | 3821109 | checked | 1183445 | Peggs Run |  |  | RECIRCULATING TOWER | 2015 | 735.16 | 2000 | 2020 | continuous years
6041 | H L Spurlock | Mason | KY | Wells/Ohio River | 38.6998 | -83.8171 | 538 | 1922018 | RECIRCULATING TOWER | COAL | GW & SW | FR | 1922018 | checked | 425264 | Ohio River |  |  | RECIRCULATING TOWER | 2015 | 536.6 | 2000 | 2020 | continuous years
6042 | Manatee | Manatee | FL | Little Manatee River | 27.6061 | -82.345 | 52 | 16875028 | RECIRCULATING POND | COMPLEX | SW | FR | 16883586 | checked | 285736 | Little Manatee River | 16883070 | KDS - no, Lake Parrish sources this plant, Little Manatee River may feed Lake Parrish | RECIRCULATING POND | 2015 | 53.03 | 2000 | 2020 | continuous years
6043 | Martin | Martin | FL | St. Lucie Canal | 27.0553 | -80.5637 | 27 | 16715620 | COMPLEX | COMPLEX | SW | FR | 16715610 | checked |  |  | 31280935 | KDS - should be the huge water body next to plant but no comid so using St. Lucie Canal that feeds water body | COMPLEX | 2015 | 30.9 | 2000 | 2020 | continuous years
6045 | St Lucie | St Lucie | FL | Atlantic Ocean | 27.3489 | -80.2464 | 0 | -999 | ONCE-THROUGH SALINE | NUCLEAR | SW | SA | 20122666 | checked |  | Atlantic Ocean |  | KDS - comid ok | ONCE-THROUGH SALINE | 2015 | 0.33 | 2000 | 2020 | continuous years
6051 | Edwin I Hatch | Appling | GA | Altamah River | 31.9346 | -82.3446 | 124 | 14348510 | RECIRCULATING TOWER | NUCLEAR | SW | FR | 14348510 | 0 | 354294 | Altamaha River |  |  | RECIRCULATING TOWER | 2015 | 124.15 | 2000 | 2020 | continuous years
6052 | Wansley | Heard | GA | Chattahoochee River | 33.4134 | -85.033 | 782 | 3291084 | RECIRCULATING TOWER | COAL | SW | FR | 3291084 | 0 | 325623 | Yellowdirt Creek |  |  | RECIRCULATING TOWER | 2015 | 728.31 | 2000 | 2020 | continuous years
6055 | Big Cajun 2 | Pointe Coupee | LA | Mississippi River | 30.7273 | -91.3687 | 38 | 18714658 | COMPLEX | COAL | SW | FR | 18714658 | 0 | 538009 | Patin Dyke Slough | 19085479 | KDS - no, use Mississippi River not tiny slough | COMPLEX | 2015 | 37.6 | 2000 | 2020 | continuous years
6056 | Kahului | Maui | HI | Pacific Ocean | 20.8964 | -156.4625 | 0 | 21592045 | ONCE-THROUGH SALINE | OIL | SW | SA | 2666869 | 1 |  | Pacific Ocean |  | KDS - comid ok | ONCE-THROUGH SALINE | 2015 | 3.28 | 2000 | 2020 | continuous years
6061 | R D Morrow | Lamar | MS | Wells | 31.2182 | -89.394 | 261 | 18104316 | RECIRCULATING TOWER | COAL | GW | FR | 18104316 | checked | 692628 | Black Creek |  |  | RECIRCULATING TOWER | 2015 | 259.75 | 2000 | 2018 | continuous years
6064 | Nearman Creek | Wyandotte | KS | Missouri River | 39.1709 | -94.6972 | 753 | 2255187 | ONCE-THROUGH FRESH | COAL | SW | FR | 2255187 | 0 | 478603 | Nearman Creek | 2255447 | KDS - no, use Missouri River not tiny dried up stream | ONCE-THROUGH FRESH | 2015 | 752.72 | 2000 | 2020 | continuous years
6065 | Iatan | Platte | MO | Missouri River | 39.4476 | -94.9799 | 788 | 2254745 | COMPLEX | COAL | SW | FR | 2254715 | checked |  |  | 2255299 | KDS - no, use Missouri River not tiny dried up stream | COMPLEX | 2015 | 786.26 | 2000 | 2020 | continuous years
6068 | Jeffrey Energy Center | Pottawatomie | KS | Kansas River | 39.2862 | -96.1166 | 1318 | 3642818 | RECIRCULATING TOWER | COAL | SW | FR | 3642818 | 0 | 476261 | Deep Creek |  |  | RECIRCULATING TOWER | 2015 | 1300.76 | 2000 | 2020 | continuous years
6071 | Trimble County | Trimble | KY | Ohio River | 38.585 | -85.4121 | 473 | 10161596 | RECIRCULATING TOWER | COAL | SW | FR | 10161596 | 0 | 486338 | Barebone Creek |  |  | RECIRCULATING TOWER | 2015 | 473.97 | 2000 | 2020 | continuous years
6072 | Grand Gulf | Claiborne | MS | Mississippi River Aquifer | 32.009 | -91.0478 | 196 | 19267206 | RECIRCULATING TOWER | NUCLEAR | GW | FR | 19267206 | 0 |  |  |  |  | RECIRCULATING TOWER | 2015 | 132.43 | 2000 | 2020 | continuous years
6073 | Victor J Daniel Jr | Jackson | MS | Municipality | 30.5328 | -88.5564 | 51 | 18120712 | COMPLEX | COMPLEX | SW | FR | 18120712 | 0 | 668502 | Clark Bayou | 18094759 | KDS - no, this is the discharge, use input comid | COMPLEX | 2015 | 23.01 | 2000 | 2020 | continuous years
6076 | Colstrip | Rosebud | MT | Yellowstone River | 45.8829 | -106.6128 | 3252 | 13262665 | RECIRCULATING TOWER | COAL | SW | FR | 13262665 | 0 | 771009 | East Fork Armells Creek |  |  | RECIRCULATING TOWER | 2015 | 3245.18 | 2000 | 2020 | continuous years
6077 | Gerald Gentleman | Lincoln | NE | Sutherland Supply Canal | 41.0815 | -101.1413 | 3134 | 17432276 | RECIRCULATING POND | COAL | SW | FR | 17432276 | 0 |  |  |  | KDS - comid ok | RECIRCULATING POND | 2015 | 3116.54 | 2000 | 2020 | continuous years
6081 | Stony Brook | Hampden | MA | Municipality | 42.1976 | -72.5105 | 238 | 7691717 | RECIRCULATING TOWER | COMPLEX | SW | FR | 7691717 | 0 | 608989 | Cooley Brook |  |  | RECIRCULATING TOWER | 2015 | 238.34 | 2000 | 2020 | continuous years
6082 | Somerset Operating Co LLC | Niagara | NY | Lake Ontario | 43.3568 | -78.604 | 291 | 15559451 | ONCE-THROUGH FRESH | COAL | SW | FR | 15559451 | 0 |  |  | 15561363 | KDS - no, use Lake Ontario instead of tiny intermittent creek | ONCE-THROUGH FRESH | 2015 | 291.39 | 2000 | 2020 | continuous years
6085 | R M Schahfer | Jasper | IN | Kankakee River | 41.217 | -87.0244 | 666 | 13437773 | RECIRCULATING TOWER | COAL | SW | FR | 13437773 | checked | 411304 | Kankakee River |  |  | RECIRCULATING TOWER | 2015 | 664.16 | 2000 | 2020 | continuous years
6089 | Lewis & Clark | Richland | MT | Yellowstone River | 47.679 | -104.1581 | 1891 | 21871785 | ONCE-THROUGH FRESH | COAL | SW | -nr- | 21871785 | 0 | 1035255 | Yellowstone River |  | KDS - comid ok | ONCE-THROUGH FRESH | 2015 | 1928.01 | 2000 | 2020 | continuous years
6090 | Sherburne County | Sherburne | MN | Mississippi River | 45.3784 | -93.8966 | 968 | 2723115 | RECIRCULATING TOWER | COAL | SW | FR | 2723115 | 0 | 1629903 | Mississippi River |  |  | RECIRCULATING TOWER | 2015 | 965.39 | 2000 | 2020 | continuous years
6094 | FirstEnergy Bruce Mansfield | Beaver | PA | Ohio River | 40.635 | -80.4184 | 732 | 3821085 | RECIRCULATING TOWER | COAL | SW | FR | 3821085 | 0 | 425264 | Ohio River |  |  | RECIRCULATING TOWER | 2015 | 731.07 | 2000 | 2019 | continuous years
6095 | Sooner | Noble | OK | Sooner Lake | 36.4541 | -97.0528 | 935 | 20970156 | RECIRCULATING POND | COAL | SW | FR | 20970156 | 0 |  |  |  | KDS - comid acceptable since no comids exist for Sooner Lake | RECIRCULATING POND | 2015 | 934.74 | 2000 | 2020 | continuous years
6096 | Nebraska City | Otoe | NE | Missouri River | 40.6207 | -95.7736 | 924 | 7312385 | COMPLEX | COAL | SW | FR | 7312385 | checked |  |  |  | KDS - comid ok | COMPLEX | 2015 | 923.11 | 2000 | 2020 | continuous years
6098 | Big Stone | Grant | SD | Big Stone Lake | 45.3038 | -96.5091 | 1130 | 4085588 | RECIRCULATING POND | COAL | SW | FR | 4085588 | 0 | 1258942 | Whetstone River | 4083060 | KDS - no, use pond, not whetstone River | RECIRCULATING POND | 2015 | 1134.99 | 2000 | 2020 | continuous years
6099 | Diablo Canyon | San Luis Obispo | CA | Pacific Ocean | 35.211 | -120.8551 | 0 | 8193771 | ONCE-THROUGH SALINE | NUCLEAR | SW | SA | 8193771 | 0 |  |  |  | KDS - comid ok | ONCE-THROUGH SALINE | 2015 | 107.63 | 2000 | 2020 | continuous years
6103 | TalenEnergy Susquehanna | Luzerne | PA | Susquehanna River | 41.0921 | -76.1483 | 692 | 2603173 | RECIRCULATING TOWER | NUCLEAR | SW | FR | 2603173 | checked |  |  |  |  | RECIRCULATING TOWER | 2015 | 712.44 | 2000 | 2020 | continuous years
6105 | Limerick | Montgomery | PA | Schuylkill & Delaware Rivers | 40.224 | -75.5874 | 204 | 4781363 | RECIRCULATING TOWER | NUCLEAR | SW | FR | 4781363 | 0 | 1184312 | Possum Hollow Run |  |  | RECIRCULATING TOWER | 2015 | 215.83 | 2000 | 2020 | continuous years
6106 | Boardman | Morrow | OR | Carty Reservoir | 45.6934 | -119.8068 | 696 | 24235618 | RECIRCULATING POND | COAL | SW | FR | 24235618 | checked |  |  |  | KDS - comid ok | RECIRCULATING POND | 2015 | 695.2 | 2000 | 2020 | continuous years
6110 | James A Fitzpatrick | Oswego | NY | Lake Ontario | 43.5231 | -76.3983 | 271 | 21624219 | ONCE-THROUGH FRESH | NUCLEAR | SW | FR | 21624219 | 0 |  |  | 21624219 | KDS - comid ok | ONCE-THROUGH FRESH | 2015 | 271.17 | 2000 | 2020 | continuous years
6112 | Fort St Vrain | Weld | CO | So Platte River/St Vrain Creek | 40.2445 | -104.8746 | 4793 | 226531 | RECIRCULATING TOWER | NGCC | SW | FR | 2890910 | NHDPLUS HR Flowline and flow direction shows this segment of the Saint Vrain Creek on the West side of the facility (receiving from Beeman Ditch) is more like than the orginial segment on the east side of the facility | 205012 | Beeman Ditch to Saint Vrain Creek |  |  | RECIRCULATING TOWER | 2015 | 4793.94 | 2000 | 2020 | continuous years
6113 | Gibson | Gibson | IN | Gibson Lake | 38.3719 | -87.766 | 412 | 10381977 | RECIRCULATING POND | COAL | SW | FR | 10380929 | checked | 431541 | Broad Pond |  | KDS - comid ok | RECIRCULATING POND | 2015 | 408.36 | 2000 | 2020 | continuous years
6115 | Seabrook | Rockingham | NH | Atlantic Ocean | 42.8988 | -70.849 | 0 | 5849450 | ONCE-THROUGH SALINE | NUCLEAR | SW | SA | 5849450 | 0 | 865830 | Browns River | 5849592 | KDS - no, use 5849592 Atlantic Ocean | ONCE-THROUGH SALINE | 2015 | 20.62 | 2000 | 2020 | continuous years
6118 | PSEG Hope Creek Generating Station | Salem | NJ | Delaware River | 39.4668 | -75.5374 | 11 | 24903630 | RECIRCULATING TOWER | NUCLEAR | SW | FR | 24903630 | checked |  |  | 24903630 |  | RECIRCULATING TOWER | 2015 | 11.89 | 2000 | 2020 | continuous years
6122 | R E Ginna Nuclear Power Plant | Wayne | NY | Lake Ontario | 43.2777 | -77.3089 | 272 | 21632807 | ONCE-THROUGH FRESH | NUCLEAR | SW | FR | 21632807 | 0 | 957237 | Mill Creek | 216344055 | KDS - no, use 21634055 Lake Ontario not Mill Creek | ONCE-THROUGH FRESH | 2015 | 269.95 | 2000 | 2020 | continuous years
6124 | McIntosh | Effingham | GA | Savannah River | 32.357 | -81.1713 | 58 | 20105909 | ONCE-THROUGH FRESH | COAL | SW | FR | 20107091 | checked | 1253486 | Savannah River |  | KDS - comid ok | ONCE-THROUGH FRESH | 2015 | 51.29 | 2000 | 2019 | continuous years
6127 | V C Summer | Fairfield | SC | Broad River | 34.2981 | -81.3148 | 435 | 9707904 | ONCE-THROUGH FRESH | NUCLEAR | SW | FR | 9708028 | checked | 1247830 | Frees Creek |  | KDS - comid ok | ONCE-THROUGH FRESH | 2015 | 435.69 | 2000 | 2020 | continuous years
6136 | Gibbons Creek | Grimes | TX | Gibbons Creek | 30.6203 | -96.0818 | 286 | 5577627 | ONCE-THROUGH FRESH | COAL | SW | OT | 5577643 | checked | 1357992 | Gibbons Creek |  | KDS - comid ok | ONCE-THROUGH FRESH | 2015 | 285.63 | 2000 | 2019 | continuous years
6137 | A B Brown | Posey | IN | Ohio River | 37.9056 | -87.7151 | 415 | 10157317 | RECIRCULATING TOWER | COAL | SW | FR | 10157317 | 0 |  |  |  |  | RECIRCULATING TOWER | 2015 | 415.31 | 2000 | 2020 | continuous years
6138 | Flint Creek | Benton | AR | Flint Creek Reservoir | 36.2557 | -94.5241 | 1155 | 399464 | ONCE-THROUGH FRESH | COAL | SW | FR | 399464 | 0 |  |  |  | KDS - comid ok | ONCE-THROUGH FRESH | 2015 | 1161.03 | 2000 | 2020 | continuous years
6139 | Welsh | Titus | TX | Swauano Creek Reserv | 33.0547 | -94.8403 | 347 | 1009160 | COMPLEX | COAL | SW | FR | 1009160 | 0 | 1376349 | Swauano Creek |  | KDS - comid ok | COMPLEX | 2015 | 347.67 | 2000 | 2020 | continuous years
6145 | Comanche Peak | Somervell | TX | Squaw Creek | 32.2983 | -97.7855 | 837 | 5512470 | ONCE-THROUGH FRESH | NUCLEAR | SW | FR | 5512466 | checked | 1347773 | Squaw Creek |  | KDS - comid ok | ONCE-THROUGH FRESH | 2015 | 810.52 | 2000 | 2020 | continuous years
6146 | Martin Lake | Rusk | TX | Martin Lake | 32.2598 | -94.5706 | 312 | 5279756 | ONCE-THROUGH FRESH | COAL | SW | FR | 5279740 | checked |  |  |  | KDS - comid ok | ONCE-THROUGH FRESH | 2015 | 311.64 | 2000 | 2020 | continuous years
6147 | Monticello | Titus | TX | Monticello Reservoir | 33.0912 | -95.0383 | 380 | 1010610 | ONCE-THROUGH FRESH | COAL | SW | FR | 1010606 | checked |  |  |  | KDS - comid ok | ONCE-THROUGH FRESH | 2015 | 378.71 | 2000 | 2018 | continuous years
6149 | Davis Besse | Ottawa | OH | Lake Erie | 41.5968 | -83.0866 | 578 | 904230002 | RECIRCULATING TOWER | NUCLEAR | SW | FR | 166766823 | checked |  |  |  |  | RECIRCULATING TOWER | 2015 | 585.25 | 2000 | 2020 | continuous years
6152 | Sequoyah | Hamilton | TN | Chickamauga Reservoir | 35.226 | -85.0918 | 693 | 25309218 | COMPLEX | NUCLEAR | SW | FR | 25309218 | 0 | 517033 | Tennessee River |  | KDS - comid ok | COMPLEX | 2015 | 705.88 | 2000 | 2020 | continuous years
6153 | Callaway | Callaway | MO | Missouri River | 38.7608 | -91.7814 | 836 | 5159265 | RECIRCULATING TOWER | NUCLEAR | SW | FR | 5159265 | 0 |  |  |  |  | RECIRCULATING TOWER | 2015 | 840.58 | 2000 | 2020 | continuous years
6155 | Rush Island | Jefferson | MO | Mississippi River | 38.1313 | -90.2633 | 409 | 3629181 | ONCE-THROUGH FRESH | COAL | SW | FR | 3629181 | checked |  |  |  | KDS - comid ok | ONCE-THROUGH FRESH | 2015 | 409.55 | 2000 | 2020 | continuous years
6156 | New Haven Harbor | New Haven | CT | New Haven Harbor | 41.284 | -72.9043 | 0 | 6178550 | ONCE-THROUGH SALINE | COMPLEX | SW | SA | 6178550 | 0 |  |  |  | KDS - comid ok | ONCE-THROUGH SALINE | 2015 | 9.32 | 2000 | 2020 | continuous years
6165 | Hunter | Emery | UT | Cottonwood Creek | 39.1736 | -111.029 | 5677 | 4876691 | RECIRCULATING TOWER | COAL | SW | FR | 4876691 | 0 |  |  |  |  | RECIRCULATING TOWER | 2015 | 5658.91 | 2000 | 2020 | continuous years
6166 | Rockport | Spencer | IN | Ohio River | 37.9256 | -87.0346 | 400 | 10110119 | RECIRCULATING TOWER | COAL | SW | FR | 10110119 | 0 |  |  |  |  | RECIRCULATING TOWER | 2015 | 399.19 | 2000 | 2020 | continuous years
6168 | North Anna | Louisa | VA | North Anna River | 38.0605 | -77.7899 | 249 | 8502034 | COMPLEX | NUCLEAR | SW | FR | 8502034 | 0 |  |  | 8502054 | KDS - 8502054 is better | COMPLEX | 2015 | 271.73 | 2000 | 2020 | continuous years
6170 | Pleasant Prairie | Kenosha | WI | Lake Michigan | 42.5382 | -87.9037 | 687 | 14783719 | RECIRCULATING TOWER | COAL | SW | FR | 14783719 | 0 | 1567161 | Jerome Creek |  |  | RECIRCULATING TOWER | 2015 | 686.6 | 2000 | 2018 | continuous years
6177 | Coronado | Apache | AZ | Wells | 34.5778 | -109.2725 | 5803 | 19895759 | RECIRCULATING TOWER | COAL | GW | FR | 19896013 | checked |  |  |  |  | RECIRCULATING TOWER | 2015 | 5796.4 | 2000 | 2020 | continuous years
6178 | Coleto Creek | Goliad | TX | Coleto Creek Reservoir | 28.713 | -97.2143 | 100 | 1639297 | ONCE-THROUGH FRESH | COAL | SW | FR | 1639297 | 0 |  |  |  | KDS - comid ok | ONCE-THROUGH FRESH | 2015 | 100.48 | 2000 | 2020 | continuous years
6179 | Fayette Power Project | Fayette | TX | Fayette County Lake | 29.9159 | -96.7519 | 360 | 5791766 | RECIRCULATING POND | COAL | SW | FR | 5791766 | checked |  |  | 5791260 | KDS - no, use pond comid 5791260 | RECIRCULATING POND | 2015 | 358.27 | 2000 | 2020 | continuous years
6180 | Oak Grove (TX) | Robertson | TX | Twin Oak Reservoir | 31.1821 | -96.4878 | 434 | 5575749 | ONCE-THROUGH FRESH | COAL | SW | FR | 5575749 | 0 |  |  |  | KDS - comid ok | ONCE-THROUGH FRESH | 2015 | 433.94 | 2010 | 2020 | continuous years
6181 | J T Deely | Bexar | TX | San Antonio River | 29.3077 | -98.3229 | 492 | 10840882 | ONCE-THROUGH FRESH | COAL | SW | FR | 10840882 | checked | 1373102 | Chupaderas Creek |  | KDS - comid ok | ONCE-THROUGH FRESH | 2015 | 491.96 | 2000 | 2020 | continuous years
6183 | San Miguel | Atascosa | TX | Wells | 28.7043 | -98.4765 | 331 | 10828642 | RECIRCULATING TOWER | COAL | GW | FR | 10828642 | 0 | 1368621 | Souse Creek |  |  | RECIRCULATING TOWER | 2015 | 330.25 | 2000 | 2020 | continuous years
6190 | Brame Energy Center | Rapides | LA | Rodemacher Lake | 31.395 | -92.7174 | 111 | 19919274 | ONCE-THROUGH FRESH | COMPLEX | SW | FR | 19918814 | checked | 547019 | Bayou Jean De Jean | 19919274 | KDS - no, 19919274 is better | ONCE-THROUGH FRESH | 2015 | 111.99 | 2000 | 2020 | continuous years
6193 | Harrington | Potter | TX | Municipality | 35.2988 | -101.7467 | 3566 | 19983982 | RECIRCULATING TOWER | COAL | PD | BE | 19983982 | checked |  |  |  |  | RECIRCULATING TOWER | 2015 | 3562.53 | 2000 | 2020 | continuous years
6194 | Tolk | Lamb | TX | Wells | 34.1849 | -102.5688 | 3745 | 13475965 | RECIRCULATING TOWER | COAL | GW | FR | 13475965 | 0 |  |  |  |  | RECIRCULATING TOWER | 2015 | 3743.84 | 2000 | 2020 | continuous years
6195 | John Twitty Energy Center | Greene | MO | SW Wastewater Treatment Plant | 37.152 | -93.3888 | 1262 | 7607235 | RECIRCULATING TOWER | COAL | GW & PD | FR & BE | 7607293 | checked |  |  |  |  | RECIRCULATING TOWER | 2015 | 1262.31 | 2000 | 2020 | continuous years
6204 | Laramie River Station | Platte | WY | Grayrocks Dam Laramie River | 42.109 | -104.8817 | 4590 | 17483589 | RECIRCULATING TOWER | COAL | SW | FR | 17483589 | checked | 1600840 | Laramie River |  |  | RECIRCULATING TOWER | 2015 | 4572.05 | 2000 | 2020 | continuous years
6213 | Merom | Sullivan | IN | Turtle Creek Reservoir | 39.0664 | -87.5099 | 490 | 10286370 | ONCE-THROUGH FRESH | COAL | SW | FR | 10286370 | checked | 444996 | Turtle Creek |  | KDS - comid ok | ONCE-THROUGH FRESH | 2015 | 500.44 | 2000 | 2020 | continuous years
6243 | Dansby | Brazos | TX | Lake Bryan | 30.7215 | -96.4609 | 350 | 5557166 | RECIRCULATING POND | GAS STEAM | SW | FR | 5557166 | 0 | 1356949 | Elm Creek | 5557946 | KDS - no, use comid 5557946 | RECIRCULATING POND | 2015 | 348.08 | 2000 | 2020 | continuous years
6248 | Pawnee | Morgan | CO | wells | 40.2197 | -103.6788 | 4313 | 215051 | RECIRCULATING TOWER | COAL | SW | FR | 215051 | checked | 182928 | Beaver Creek |  |  | RECIRCULATING TOWER | 2015 | 4301.38 | 2000 | 2020 | continuous years
6249 | Winyah | Georgetown | SC | Wadmacon Creek | 33.33 | -79.3585 | 20 | 11565228 | COMPLEX | COAL | SW | FR | 11565234 | checked |  |  |  | KDS - comid ok | COMPLEX | 2015 | 19.05 | 2000 | 2020 | continuous years
6250 | Mayo | Person | NC | Mayo Lake (Mayo Creek) | 36.5274 | -78.8909 | 530 | 8693565 | RECIRCULATING TOWER | COAL | SW | FR | 8693565 | 0 | 1465502 | Crutchfield Branch |  |  | RECIRCULATING TOWER | 2015 | 535.7 | 2000 | 2020 | continuous years
6251 | South Texas Project | Matagorda | TX | Colorado River | 28.7948 | -96.0488 | 72 | 9355856 | RECIRCULATING POND | NUCLEAR | SW | FR | 9356676 | checked | 1865497 | Cooling Water Reservoir |  |  | RECIRCULATING POND | 2015 | 28.47 | 2000 | 2020 | continuous years
6254 | Ottumwa | Wapello | IA | Des Moines River | 41.0968 | -92.5551 | 700 | 4994571 | RECIRCULATING TOWER | COAL | SW | FR | 4994571 | 0 |  |  |  |  | RECIRCULATING TOWER | 2015 | 685.1 | 2000 | 2020 | continuous years
6257 | Scherer | Monroe | GA | Lake Juliette | 33.0598 | -83.8079 | 500 | 6336046 | RECIRCULATING TOWER | COAL | SW | FR | 6336046 | 0 |  |  |  |  | RECIRCULATING TOWER | 2015 | 466.83 | 2000 | 2020 | continuous years
6264 | Mountaineer | Mason | WV | Ohio River | 38.9786 | -81.9352 | 590 | 19441555 | RECIRCULATING TOWER | COAL | SW | FR | 19441555 | 0 | 1542038 | Little Broad Run |  |  | RECIRCULATING TOWER | 2015 | 586.06 | 2000 | 2020 | continuous years
6285 | North Pole | Fairbanks North Star | AK | -NR- | 64.7352 | -147.3506 | 496 | -999 | RECIRCULATING TOWER | OIL CC | -nr- | -nr- | -999 | 0 |  |  |  | KDS - no comids in Alaska | RECIRCULATING TOWER | 2015 | 506.17 | 2001 | 2020 | missing 8 years
6288 | Healy | Denali | AK | Nenana River | 63.8551 | -148.9507 | 1275 | -999 | ONCE-THROUGH FRESH | COAL | SW | -nr- | -999 | 0 | 01406943 | Nenana River |  | KDS - no comids in Alaska | ONCE-THROUGH FRESH | 2015 | 1274.6 | 2000 | 2020 | continuous years
6358 | Hutchinson Plant #2 | McLeod | MN | Municipal | 44.8888 | -94.3495 | 1072 | 2354978 | RECIRCULATING TOWER | NGCC | -nr- | -nr- | 2354978 | checked |  |  |  |  | RECIRCULATING TOWER | 2015 | 1069.92 | 2000 | 2020 | continuous years
6462 | River Bend | West Feliciana | LA | Mississippi River | 30.7567 | -91.3328 | 105 | 19053632 | RECIRCULATING TOWER | NUCLEAR | SW | FR | 19053632 | 0 |  |  |  |  | RECIRCULATING TOWER | 2015 | 65.13 | 2000 | 2020 | continuous years
6469 | Antelope Valley | Mercer | ND | Lake Sakakawea | 47.3715 | -101.8363 | 1920 | 16248553 | RECIRCULATING TOWER | COAL | SW | FR | 16248553 | 0 |  |  |  |  | RECIRCULATING TOWER | 2015 | 1929.95 | 2000 | 2020 | continuous years
6474 | Port Allen (HI) | Kauai | HI | Pacific Ocean | 21.8998 | -159.5858 | 0 | 21569516 | ONCE-THROUGH SALINE | OIL | SW | SA | 2666869 | 1 |  | Pacific Ocean |  | KDS - comid ok | ONCE-THROUGH SALINE | 2015 | 29.11 | 2000 | 2019 | continuous years
6481 | Intermountain Power Project | Millard | UT | DMAD Reservoir | 39.5115 | -112.582 | 4700 | 1197680 | RECIRCULATING TOWER | COAL | SW | FR | 1197680 | 0 |  |  |  |  | RECIRCULATING TOWER | 2015 | 4677.31 | 2000 | 2020 | continuous years
6504 | Maalaea | Maui | HI | -NR- | 20.8012 | -156.493 | 6 | 0 | RECIRCULATING TOWER | OIL CC | -nr- | -nr- | 2666869 | 1 |  | Pacific Ocean |  |  | RECIRCULATING TOWER | 2015 | 6.56 | 2000 | 2020 | continuous years
6558 | D G Hunter | Rapides | LA | Wells | 31.3209 | -92.4619 | 84 | 15144060 | RECIRCULATING TOWER | GAS STEAM | GW | FR | 15144060 | 0 | 538102 | Philip Bayou |  |  | RECIRCULATING TOWER | 2015 | 83.92 | 2000 | 2015 | missing 1 years
6559 | George M Sullivan Generation Plant 2 | Anchorage | AK | Municipality | 61.2296 | -149.7175 | 270 | -999 | RECIRCULATING TOWER | NGCC | -nr- | -nr- | -999 | 0 |  |  |  |  | RECIRCULATING TOWER | 2015 | 278.08 | 2000 | 2020 | continuous years
6639 | R D Green | Webster | KY | Green River | 37.6459 | -87.5003 | 400 | 11617335 | RECIRCULATING TOWER | COAL | SW | FR | 11617335 | 0 | 493284 | Green River |  |  | RECIRCULATING TOWER | 2015 | 411.64 | 2000 | 2020 | continuous years
6641 | Independence Steam Electric Station | Independence | AR | White River | 35.6778 | -91.4085 | 240 | 11832620 | RECIRCULATING TOWER | COAL | SW | FR | 11832620 | 0 |  |  |  |  | RECIRCULATING TOWER | 2015 | 238.57 | 2000 | 2020 | continuous years
6648 | Sandow No 4 | Milam | TX | Lake Alcoa | 30.5661 | -97.0636 | 475 | 5566231 | RECIRCULATING POND | COAL | SW | FR | 5566545 | checked |  |  |  | KDS - comid ok | RECIRCULATING POND | 2015 | 473.48 | 2000 | 2018 | continuous years
6664 | Louisa | Louisa | IA | Wells | 41.3174 | -91.0933 | 580 | 14806863 | RECIRCULATING TOWER | COAL | GW | FR | 14807047 | checked | 1629903 | Mississippi River |  |  | RECIRCULATING TOWER | 2015 | 579.22 | 2000 | 2020 | continuous years
6705 | Warrick | Warrick | IN | Ohio River | 37.915 | -87.3328 | 393 | 10110339 | ONCE-THROUGH FRESH | COAL | SW | FR | 10110339 | 0 | 425264 | Ohio River |  | KDS - comid ok | ONCE-THROUGH FRESH | 2015 | 393.49 | 2000 | 2020 | continuous years
6761 | Rawhide | Larimer | CO | Municipality | 40.8602 | -105.0253 | 5690 | 2898303 | RECIRCULATING POND | COAL | PD | BE | 2898315 | checked |  |  |  |  | RECIRCULATING POND | 2015 | 5691.25 | 2000 | 2020 | continuous years
6768 | Sikeston Power Station | Scott | MO | Wells | 36.879 | -89.6209 | 300 | 758572 | RECIRCULATING TOWER | COAL | GW | FR | 758572 | 0 |  |  |  |  | RECIRCULATING TOWER | 2015 | 301.06 | 2000 | 2020 | continuous years
6772 | Hugo | Choctaw | OK | Kiamichi River | 34.0154 | -95.3206 | 465 | 592548 | RECIRCULATING TOWER | COAL | SW | FR | 592548 | 0 | 1090153 | Bird Creek |  |  | RECIRCULATING TOWER | 2015 | 484.6 | 2000 | 2020 | continuous years
6823 | D B Wilson | Ohio | KY | Green River | 37.4488 | -87.08 | 387 | 11629529 | RECIRCULATING TOWER | COAL | SW | FR | 11629529 | 0 |  |  |  |  | RECIRCULATING TOWER | 2015 | 390.75 | 2000 | 2020 | continuous years
7013 | East 12th Street | Cowley | KS | Municipality | 37.2367 | -96.963 | 1178 | 21135927 | RECIRCULATING TOWER | GAS STEAM | -nr- | -nr- | 21135927 | 0 | 469555 | Black Crook Creek |  |  | RECIRCULATING TOWER | 2015 | 1176.95 | 2000 | 2020 | missing 1 years
7030 | Major Oak Power | Robertson | TX | Wells | 31.0929 | -96.6958 | 420 | 5555200 | RECIRCULATING TOWER | COAL | GW | FR | 5555200 | 0 | 1356277 | Dry Branch |  |  | RECIRCULATING TOWER | 2015 | 428.36 | 2000 | 2020 | continuous years
7097 | J K Spruce | Bexar | TX | San Antonio River | 29.3089 | -98.321 | 490 | 10840882 | ONCE-THROUGH FRESH | COAL | SW | FR | 10840882 | 0 |  |  |  | KDS - comid ok | ONCE-THROUGH FRESH | 2015 | 494.62 | 2000 | 2020 | continuous years
7130 | Puna | Hawaii | HI | Puna Well | 19.6313 | -155.031 | 213 | 21600125 | ONCE-THROUGH FRESH | OIL | SW | FR | 2666869 | 1 |  | Pacific Ocean | -9999 | KDS - no, cooling water source is groundwater (no comid), not the Pacific Ocean - plant is a long way away from ocean and no connection. | ONCE-THROUGH FRESH | 2015 | 212.75 | 2000 | 2020 | continuous years
7153 | Hay Road | New Castle | DE | Delaware River | 39.7437 | -75.5068 | 15 | 24902756 | RECIRCULATING TOWER | NGCC | SW | FR | 4652126 | checked | 214637 | Shellpot Creek |  |  | RECIRCULATING TOWER | 2015 | 11.13 | 2000 | 2020 | continuous years
7210 | Cope | Orangeburg | SC | Wells | 33.365 | -81.0317 | 173 | 10553480 | RECIRCULATING TOWER | COAL | GW | SA | 10553480 | 0 | 1250405 | Roberts Swamp |  |  | RECIRCULATING TOWER | 2015 | 175.85 | 2000 | 2020 | continuous years
7213 | Clover | Halifax | VA | Roanoke River | 36.8696 | -78.7044 | 380 | 8651552 | RECIRCULATING TOWER | COAL | SW | FR | 8651514 | checked |  |  |  |  | RECIRCULATING TOWER | 2015 | 386.49 | 2000 | 2020 | continuous years
7238 | Cane Island | Osceola | FL | Municipality | 28.2761 | -81.533 | 73 | 21478164 | RECIRCULATING TOWER | NGCC | PD | BE | 21477694 | checked | 279211 | Bonnet Creek |  |  | RECIRCULATING TOWER | 2015 | 80.55 | 2000 | 2020 | continuous years
7294 | Central Energy Plant | Orange | FL | Municipality | 28.4261 | -81.5803 | 94 | 21477628 | RECIRCULATING TOWER | NGCC | -nr- | -nr- | 21477628 | 0 | 289614 | Reedy Creek |  |  | RECIRCULATING TOWER | 2015 | 100.2 | 2000 | 2020 | missing 1 years
7296 | State Line Combined Cycle | Jasper | MO | Municipality, Wells | 37.0662 | -94.6131 | 990 | 7590547 | RECIRCULATING TOWER | NGCC | GW | FR | 7590597 | checked |  |  |  |  | RECIRCULATING TOWER | 2015 | 989.41 | 2001 | 2020 | continuous years
7302 | Hines Energy Complex | Polk | FL | Cooling Ponds | 27.7891 | -81.872 | 164 | 16801587 | RECIRCULATING POND | NGCC | SW | FR | 16802969 | checked | 293182 | Widden Creek | 16800015 | KDS - no, cooling water source is a large cooling pond without a comid, the cooling pond filled up a lake/pond with comid = 16800015; use this. | RECIRCULATING POND | 2015 | 165.07 | 2000 | 2020 | continuous years
7307 | Redding Power | Shasta | CA | City Of Redding | 40.5098 | -122.4238 | 523 | 2495214 | RECIRCULATING TOWER | NGCC | -nr- | -nr- | 2494862 | checked |  |  |  |  | RECIRCULATING TOWER | 2015 | 522.64 | 2000 | 2020 | continuous years
7314 | Richard M Flynn | Suffolk | NY | Wells | 40.8169 | -73.0658 | 99 | 9498328 | RECIRCULATING TOWER | NGCC | GW | FR | 9498282 | checked | 959982 | Patchogue River |  |  | RECIRCULATING TOWER | 2015 | 93.05 | 2000 | 2020 | continuous years
7343 | George Neal South | Woodbury | IA | Missouri River | 42.3006 | -96.3617 | 1074 | 17244416 | ONCE-THROUGH FRESH | COAL | SW | FR | 17244416 | 0 | 756398 | Missouri River |  | KDS - comid ok | ONCE-THROUGH FRESH | 2015 | 1075.82 | 2000 | 2020 | continuous years
7350 | Coyote Springs | Morrow | OR | Wells | 45.8486 | -119.6744 | 281 | 24233028 | RECIRCULATING TOWER | NGCC | GW | -nr- | 24233028 | 0 | 1140014 | Columbia River |  |  | RECIRCULATING TOWER | 2015 | 278.05 | 2000 | 2020 | continuous years
7380 | Midulla Generating Station | Hardee | FL | Wells | 27.641 | -81.9615 | 127 | 16802033 | RECIRCULATING POND | NGCC | OT | OT | 16801891 | checked, adjacent to EIA_Plant = 50949, Hardee Power Station |  |  |  | KDS - ?, cooling water source of wells is incorrect, plant uses a large cooling pond which does not have a comid, listed comid is closest but not the water source. Ask Melissa? | RECIRCULATING POND | 2015 | 128.15 | 2002 | 2020 | continuous years
7504 | Neil Simpson II | Campbell | WY | Wells | 44.2853 | -105.3836 | 4422 | 10902255 | RECIRCULATING TOWER | COAL | GW | -nr- | 10902255 | 0 | 1599294 | Donkey Creek |  |  | RECIRCULATING TOWER | 2015 | 4413.44 | 2000 | 2020 | continuous years
7512 | Arthur Von Rosenberg | Bexar | TX | San Antonio River | 29.2571 | -98.3843 | 515 | 10840890 | RECIRCULATING POND | NGCC | SW | FR | 10840890 | 0 |  |  |  | KDS - comid ok | RECIRCULATING POND | 2015 | 514 | 2000 | 2020 | continuous years
7513 | ReEnergy Fort Fairfield | Aroostook | ME | Municipality | 46.7728 | -67.848 | 444 | 803111 | RECIRCULATING TOWER | BIOMASS | -nr- | -nr- | 802943 | checked | 568128 | Hockenhull Brook |  |  | RECIRCULATING TOWER | 2015 | 442.38 | 2000 | 2018 | continuous years
7527 | Carson Ice-Gen Project | Sacramento | CA | Sacramento County Water | 38.4457 | -121.4627 | 18 | 15040683 | RECIRCULATING TOWER | NGCC | -nr- | -nr- | 15040683 | 0 |  |  |  |  | RECIRCULATING TOWER | 2015 | 18.35 | 2000 | 2020 | continuous years
7546 | Ponca City | Kay | OK | Municipality | 36.7207 | -97.086 | 1017 | 21001771 | RECIRCULATING TOWER | NGCC | -nr- | -nr- | 21001771 | 0 |  |  |  |  | RECIRCULATING TOWER | 2015 | 1017.17 | 2000 | 2020 | missing 2 years
7549 | Milwaukee County | Milwaukee | WI | Municipality | 43.0462 | -88.0276 | 738 | 12163876 | RECIRCULATING TOWER | COMPLEX | -nr- | -nr- | 12163876 | 0 | 1569347 | Menomonee River |  |  | RECIRCULATING TOWER | 2015 | 740.33 | 2000 | 2016 | missing 1 years
7551 | SCA Cogen 2 | Sacramento | CA | Sacramento City Water | 38.5293 | -121.3984 | 43 | 15036527 | RECIRCULATING TOWER | NGCC | -nr- | -nr- | 15036527 | 0 | 229080 | Morrison Creek |  |  | RECIRCULATING TOWER | 2015 | 42.23 | 2000 | 2020 | continuous years
7552 | SPA Cogen 3 | Sacramento | CA | Sacramento City Water | 38.5111 | -121.4739 | 23 | 15048349 | RECIRCULATING TOWER | NGCC | -nr- | -nr- | 15040355 | checked | 229080 | Morrison Creek |  |  | RECIRCULATING TOWER | 2015 | 24.9 | 2000 | 2020 | continuous years
7604 | St Francis Energy Facility | Dunklin | MO | McNainy Aquifer | 36.5852 | -90.1781 | 315 | 3665690 | RECIRCULATING TOWER | NGCC | GW | FR | 3665690 | 0 | 83266 | Saint Francis River |  |  | RECIRCULATING TOWER | 2015 | 318.12 | 2000 | 2020 | continuous years
7605 | River Road Gen Plant | Clark | WA | Wells | 45.6497 | -122.7256 | 35 | 0 | RECIRCULATING TOWER | NGCC | GW | FR | 23737961 | checked |  |  |  |  | RECIRCULATING TOWER | 2015 | 34.84 | 2000 | 2020 | missing 3 years
7697 | Washington County Cogeneration Facility | Washington | AL | City Water | 31.2623 | -88.004 | 38 | 21642346 | RECIRCULATING TOWER | NGCC | -nr- | -nr- | 21641786 | checked | 692339 | Tombigbee River |  |  | RECIRCULATING TOWER | 2015 | 42.52 | 2000 | 2020 | continuous years
7698 | General Electric Plastic | Lowndes | AL | City Water | 32.3086 | -86.5218 | 230 | 21682262 | RECIRCULATING TOWER | NGCC | -nr- | -nr- | 21682262 | 0 |  |  |  |  | RECIRCULATING TOWER | 2015 | 228.91 | 2000 | 2020 | missing 2 years
7699 | Tiger Bay | Polk | FL | Cooling Towers | 27.7427 | -81.8497 | 156 | 16801687 | RECIRCULATING TOWER | NGCC | GW | FR | 16801665 | checked |  |  |  |  | RECIRCULATING TOWER | 2015 | 156.15 | 2000 | 2020 | continuous years
7701 | Fairless Hills | Bucks | PA | Delaware River | 40.1405 | -74.7505 | 9 | 4481815 | ONCE-THROUGH FRESH | GAS STEAM | SW | FR | 4481815 | 0 |  |  |  | KDS - comid ok | ONCE-THROUGH FRESH | 2015 | 19.15 | 2004 | 2020 | continuous years
7710 | H Allen Franklin Combined Cycle | Lee | AL | Chattahoochee River | 32.6074 | -85.0972 | 530 | 3298156 | RECIRCULATING TOWER | NGCC | SW | FR | 3298156 | 0 |  |  |  |  | RECIRCULATING TOWER | 2015 | 533.19 | 2002 | 2020 | continuous years
7721 | Theodore Cogen Facility | Mobile | AL | Deer River | 30.5231 | -88.1355 | 27 | 18515694 | RECIRCULATING TOWER | NGCC | SW | -nr- | 18515694 | 0 | 128849 | Whisky Branch |  |  | RECIRCULATING TOWER | 2015 | 26.22 | 2000 | 2020 | continuous years
7722 | Watts Bar Nuclear Plant | Rhea | TN | Chickamauga Lake | 35.6024 | -84.7889 | 740 | 25308906 | RECIRCULATING TOWER | NUCLEAR | SW | FR | 25308906 | checked |  |  |  |  | RECIRCULATING TOWER | 2015 | 728.09 | 2000 | 2020 | continuous years
7737 | Kapstone | Charleston | SC | Edisto River | 32.9 | -79.9667 | 22 | 9645887 | COMPLEX | COMPLEX | SW | -nr- | 9645887 | 0 | 1229589 | Cooper River |  | KDS - comid ok | COMPLEX | 2015 | 8.82 | 2000 | 2020 | missing 2 years
7757 | Chouteau | Mayes | OK | Neosho River | 36.2221 | -95.2773 | 600 | 21772931 | RECIRCULATING TOWER | NGCC | SW | FR | 21772931 | 0 | 1096949 | Pryor Creek |  |  | RECIRCULATING TOWER | 2015 | 602.74 | 2000 | 2020 | continuous years
7784 | Allegany Cogen | Allegany | NY | Genesee River | 42.5029 | -78.0683 | 1160 | 15550635 | COMPLEX | NGCC | SW | FR | 15550635 | 0 | 971519 | Wiscoy Creek | 15550637 | KDS - no, should be 15550637 | COMPLEX | 2015 | 1159.59 | 2000 | 2020 | missing 2 years
7790 | Bonanza | Uintah | UT | Green River | 40.0864 | -109.2862 | 5040 | 5305816 | RECIRCULATING TOWER | COAL | SW | FR | 5305816 | 0 |  |  |  |  | RECIRCULATING TOWER | 2015 | 5034.56 | 2000 | 2020 | continuous years
7805 | Sherwood H Smith Jr Energy Complex | Richmond | NC | Pee Dee River | 34.8398 | -79.7402 | 320 | 9167570 | RECIRCULATING TOWER | NGCC | SW | FR | 9167570 | 0 |  |  |  |  | RECIRCULATING TOWER | 2015 | 321.46 | 2001 | 2020 | missing 7 years
7826 | Rowan | Rowan | NC | Municipality | 35.7308 | -80.6013 | 735 | 9236175 | RECIRCULATING TOWER | NGCC | -nr- | -nr- | 9236199 | checked |  |  |  |  | RECIRCULATING TOWER | 2015 | 735.54 | 2001 | 2020 | missing 1 years
7832 | Roosevelt Biogas 1 | Klickitat | WA | Wells | 45.8015 | -120.1672 | 1459 | 0 | RECIRCULATING TOWER | NGCC | -nr- | -nr- | 24233514 | checked | 1504226 | Coyote Creek |  |  | RECIRCULATING TOWER | 2015 | 1456.26 | 2002 | 2018 | missing 8 years
7834 | John S Rainey | Anderson | SC | Lake Richard B Russell | 34.3478 | -82.7762 | 600 | 11735583 | RECIRCULATING TOWER | NGCC | SW | FR | 11735583 | checked |  |  |  |  | RECIRCULATING TOWER | 2015 | 600.36 | 2002 | 2020 | continuous years
7845 | Lagoon Creek | Haywood | TN | Memphis Sands Aquifer | 35.6498 | -89.3921 | 310 | 14073428 | RECIRCULATING TOWER | NGCC | GW | FR | 14073424 | checked |  |  |  |  | RECIRCULATING TOWER | 2015 | 314.99 | 2010 | 2020 | continuous years
7846 | Brandy Branch | Duval | FL | Ground Water | 30.3203 | -81.9479 | 80 | 18259785 | RECIRCULATING TOWER | NGCC | GW | FR | 18259785 | checked |  |  |  |  | RECIRCULATING TOWER | 2015 | 80.44 | 2001 | 2020 | missing 2 years
7870 | Encogen | Whatcom | WA | Lake Whatcom | 48.7481 | -122.4842 | 15 | 24534404 | RECIRCULATING TOWER | NGCC | SW | FR | 24534404 | 0 |  |  |  |  | RECIRCULATING TOWER | 2015 | 16.48 | 2000 | 2020 | continuous years
7873 | H L Culbreath Bayside Power Station | Hillsborough | FL | Hillsborough Bay | 27.9072 | -82.4223 | 1 | 16919040 | ONCE-THROUGH SALINE | NGCC | SW | SA | 16919040 | 0 |  |  |  | KDS - comid ok | ONCE-THROUGH SALINE | 2015 | 7.3 | 2003 | 2020 | continuous years
7887 | Terry Bundy Generating Station | Lancaster | NE | Effluent | 40.9096 | -96.6131 | 1164 | 17405525 | RECIRCULATING TOWER | NGCC | -nr- | -nr- | 17405525 | 0 |  |  |  |  | RECIRCULATING TOWER | 2015 | 1163.97 | 2004 | 2020 | continuous years
7897 | E B Harris Electric Generating Plant | Autauga | AL | Alabama River | 32.3814 | -86.5741 | 170 | 21686546 | RECIRCULATING TOWER | NGCC | SW | FR | 21686546 | 0 | 113663 | Bear Creek |  |  | RECIRCULATING TOWER | 2015 | 185.67 | 2003 | 2020 | continuous years
7900 | Sand Hill | Travis | TX | Colorado River/ SA Reg WWTP | 30.2109 | -97.6128 | 430 | 5781929 | RECIRCULATING TOWER | NGCC | SW | FR | 5781929 | 0 | 1384149 | Colorado River |  |  | RECIRCULATING TOWER | 2015 | 429.7 | 2002 | 2020 | missing 1 years
7902 | Pirkey | Harrison | TX | Brandy Branch Reserv | 32.4611 | -94.4852 | 350 | 5279818 | RECIRCULATING POND | COAL | SW | FR | 5278676 | checked |  |  |  | KDS - comid ok | RECIRCULATING POND | 2015 | 358.68 | 2000 | 2020 | continuous years
7917 | Chattahoochee Energy Facility | Heard | GA | Chattahoochee River | 33.4073 | -85.0384 | 750 | 3291908 | RECIRCULATING TOWER | NGCC | SW | FR | 3291908 | 0 |  |  |  |  | RECIRCULATING TOWER | 2015 | 725.37 | 2003 | 2020 | continuous years
7931 | Coyote Springs II | Morrow | OR | Municipality | 45.8485 | -119.6731 | 280 | 24233028 | RECIRCULATING TOWER | NGCC | GW | FR | 24233028 | 0 | 1140014 | Columbia River |  |  | RECIRCULATING TOWER | 2015 | 278.07 | 2003 | 2020 | continuous years
7946 | Wansley Unit 9 | Heard | GA | Chattahoochee River | 33.4083 | -85.0402 | 750 | 3291908 | RECIRCULATING TOWER | NGCC | SW | FR | 3291908 | 0 |  |  |  |  | RECIRCULATING TOWER | 2015 | 725.43 | 2004 | 2020 | continuous years
7985 | Greater Des Moines | Polk | IA | Municipality | 41.5555 | -93.5277 | 775 | 22249409 | RECIRCULATING TOWER | NGCC | OT | FR | 22249409 | 0 | 465582 | Des Moines River |  |  | RECIRCULATING TOWER | 2015 | 786.01 | 2003 | 2020 | continuous years
7991 | West Campus Cogeneration Facility | Dane | WI | Lake Mendota | 43.0749 | -89.4238 | 863 | 13294310 | RECIRCULATING TOWER | NGCC | SW | FR | 13294310 | checked |  |  |  |  | RECIRCULATING TOWER | 2015 | 860.81 | 2005 | 2020 | continuous years
7999 | Grays Harbor Energy Facility | Grays Harbor | WA | Ranney Wells | 46.9689 | -123.4804 | 300 | 23856621 | RECIRCULATING TOWER | NGCC | GW | FR | 23856621 | checked | 1503931 | Chehalis River |  |  | RECIRCULATING TOWER | 2015 | 305.43 | 2008 | 2020 | continuous years
8000 | Beatrice | Gage | NE | Wells | 40.3301 | -96.8087 | 1352 | 18821952 | RECIRCULATING TOWER | NGCC | GW | -nr- | 18821952 | 0 | 485505 | Big Blue River |  |  | RECIRCULATING TOWER | 2015 | 1349.84 | 2005 | 2020 | continuous years
8002 | Newington | Rockingham | NH | Piscataqua River | 43.0996 | -70.7912 | 27 | 5846408 | ONCE-THROUGH SALINE | COMPLEX | SW | SA | 5846414 | checked | 869224 | Piscataqua River | 5846414 | KDS - comid ok | ONCE-THROUGH SALINE | 2015 | 25.81 | 2000 | 2020 | continuous years
8006 | Roseton Generating Facility | Orange | NY | Hudson River | 41.5713 | -73.9745 | 30 | 6212808 | ONCE-THROUGH SALINE | COMPLEX | SW | SA | 6212808 | 0 | 970226 | Hudson River | 6212808 | KDS - comid ok | ONCE-THROUGH SALINE | 2015 | 23.76 | 2000 | 2020 | continuous years
8011 | Three Mile Island | Dauphin | PA | Susquehanna River | 40.1539 | -76.7252 | 305 | 4710042 | RECIRCULATING TOWER | NUCLEAR | SW | FR | 4710042 | 0 | 591690 | Susquehanna River |  |  | RECIRCULATING TOWER | 2015 | 304.18 | 2000 | 2019 | continuous years
8023 | Columbia (WI) | Columbia | WI | Wisconsin River | 43.4861 | -89.4198 | 804 | 13633689 | COMPLEX | COAL | SW | FR | 13633841 | checked |  |  | 13631447 | KDS - no, obvious water is coming from and going to Lake Columbia (comid = 13631447) not the Wisconsin River | COMPLEX | 2015 | 803.57 | 2000 | 2020 | continuous years
8031 | Emery Station | Cerro Gordo | IA | Municipality/Wells | 43.0944 | -93.2932 | 1188 | 6566555 | RECIRCULATING TOWER | NGCC | PD | BE | 6566555 | 0 | 455378 | Cheslea Creek |  |  | RECIRCULATING TOWER | 2015 | 1187.76 | 2004 | 2020 | continuous years
8036 | Cooper Nuclear Station | Nemaha | NE | Missouri River | 40.3625 | -95.6416 | 905 | 3702488 | ONCE-THROUGH FRESH | NUCLEAR | SW | FR | 3702488 | 0 | 756398 | Missouri River |  | KDS - comid ok | ONCE-THROUGH FRESH | 2015 | 904.25 | 2000 | 2020 | continuous years
8042 | Belews Creek | Stokes | NC | Belews Lake | 36.2817 | -80.0594 | 724 | 8679999 | ONCE-THROUGH FRESH | COAL | SW | FR | 8679999 | checked | 996986 | Belews Creek | 8678045 | KDS - no, should be 8678045, Belews Lake not Belews Creek | ONCE-THROUGH FRESH | 2015 | 739.05 | 2000 | 2020 | continuous years
8048 | Anclote | Pasco | FL | Anclote River | 28.1841 | -82.7881 | 3 | 16933174 | ONCE-THROUGH SALINE | GAS STEAM | SW | SA | 16933446 | checked |  |  |  | KDS - comid ok | ONCE-THROUGH SALINE | 2015 | 18.45 | 2000 | 2020 | continuous years
8054 | Gerald Andrus | Washington | MS | Lake Ferguson | 33.3502 | -91.1186 | 150 | 18057726 | ONCE-THROUGH FRESH | GAS STEAM | SW | FR | 18063224 | checked |  |  |  | KDS - comid ok | ONCE-THROUGH FRESH | 2015 | 147.46 | 2000 | 2020 | continuous years
8055 | Arkansas Nuclear One | Pope | AR | Lake Dardenelle | 35.3101 | -93.2317 | 360 | 7771753 | COMPLEX | NUCLEAR | SW | FR | 7770089 | checked |  |  |  | KDS - comid ok | COMPLEX | 2015 | 354.46 | 2000 | 2020 | continuous years
8056 | Waterford 1 & 2 | St Charles | LA | Mississippi River | 29.9989 | -90.4769 | 12 | 22363775 | ONCE-THROUGH FRESH | GAS STEAM | SW | FR | 22795715 | checked | 1629903 | Mississippi River | 22795715 | KDS - comid ok | ONCE-THROUGH FRESH | 2015 | 12.07 | 2000 | 2020 | continuous years
8059 | Comanche (OK) | Comanche | OK | City Of Lawton Treat | 34.5435 | -98.3248 | 1115 | 673480 | RECIRCULATING POND | NGCC | PD | BE | 673466 | checked |  |  | 672416 | KDS - no, should be 672416 (the pond) | RECIRCULATING POND | 2015 | 1118.02 | 2000 | 2020 | missing 1 years
8066 | Jim Bridger | Sweetwater | WY | Green River | 41.7373 | -108.7869 | 6670 | 3387697 | RECIRCULATING TOWER | COAL | SW | FR | 3387697 | 0 |  |  |  |  | RECIRCULATING TOWER | 2015 | 6662.08 | 2000 | 2020 | continuous years
8068 | Santan | Maricopa | AZ | Eastern Canal (SRP) | 33.3334 | -111.7517 | 1260 | 21270494 | RECIRCULATING TOWER | NGCC | SW | FR | 21270446 | checked |  |  |  |  | RECIRCULATING TOWER | 2015 | 1272.84 | 2000 | 2020 | continuous years
8069 | Huntington | Emery | UT | Huntington Creek | 39.3792 | -111.0795 | 6460 | 4876411 | RECIRCULATING TOWER | COAL | SW | FR | 4876411 | 0 | 1441953 | Huntington Creek |  |  | RECIRCULATING TOWER | 2015 | 6459.7 | 2000 | 2020 | continuous years
8073 | Beaver | Columbia | OR | Columbia River | 46.1739 | -123.1744 | 13 | 24521190 | RECIRCULATING TOWER | NGCC | SW | FR | 24521190 | 0 |  |  |  |  | RECIRCULATING TOWER | 2015 | 19.14 | 2000 | 2020 | continuous years
8102 | General James M Gavin | Gallia | OH | Ohio River | 38.9354 | -82.1175 | 567 | 19443465 | RECIRCULATING TOWER | COAL | SW | FR | 19443465 | 0 | 425264 | Ohio River |  |  | RECIRCULATING TOWER | 2015 | 570.31 | 2000 | 2020 | continuous years
8219 | Ray D Nixon | El Paso | CO | Wells | 38.6335 | -104.7063 | 5490 | 1530429 | RECIRCULATING TOWER | COAL | GW | FR | 1530429 | 0 |  |  |  |  | RECIRCULATING TOWER | 2015 | 5477.76 | 2000 | 2020 | continuous years
8222 | Coyote | Mercer | ND | Missouri River | 47.2218 | -101.8159 | 1960 | 16249845 | RECIRCULATING TOWER | COAL | SW | FR | 16249845 | 0 |  |  |  |  | RECIRCULATING TOWER | 2015 | 1960.4 | 2000 | 2020 | continuous years
8223 | Springerville | Apache | AZ | Wells | 34.3179 | -109.1644 | 6985 | 21762216 | RECIRCULATING TOWER | COAL | GW | FR | 20584624 | checked |  |  |  |  | RECIRCULATING TOWER | 2015 | 6983.22 | 2000 | 2020 | continuous years
8224 | North Valmy | Humboldt | NV | Wells | 40.8807 | -117.1527 | 4460 | 11202846 | RECIRCULATING TOWER | COAL | GW | FR | 11202846 | checked |  |  |  |  | RECIRCULATING TOWER | 2015 | 4456.24 | 2000 | 2020 | continuous years
8226 | Cheswick Power Plant | Allegheny | PA | Allegheny River | 40.5382 | -79.79 | 757 | 11050038 | COMPLEX | COAL | SW | FR | 11050038 | 0 | 1209386 | Allegheny River |  | KDS - comid ok | COMPLEX | 2015 | 755.99 | 2000 | 2020 | continuous years
8906 | Astoria Generating Station | Queens | NY | East River | 40.7874 | -73.9129 | 10 | 26408402 | ONCE-THROUGH SALINE | GAS STEAM | SW | SA | 26408402 | 0 |  |  |  | KDS - comid ok | ONCE-THROUGH SALINE | 2015 | 11.66 | 2000 | 2020 | continuous years
8907 | Indian Point 3 | Westchester | NY | Hudson River | 41.2691 | -73.953 | 55 | 6229110 | ONCE-THROUGH SALINE | NUCLEAR | SW | SA | 6229110 | 0 | 970226 | Hudson River | 6229110 | KDS - comid ok | ONCE-THROUGH SALINE | 2015 | 59.14 | 2000 | 2020 | continuous years
10003 | Colorado Energy Nations Company | Jefferson | CO | Clear Creek | 39.7606 | -105.215 | 5636 | 2885146 | RECIRCULATING TOWER | COMPLEX | SW | FR | 2885146 | 0 | 181805 | Clear Creek |  |  | RECIRCULATING TOWER | 2015 | 5626.6 | 2000 | 2019 | continuous years
10012 | Covanta Warren Energy | Warren | NJ | Wells | 40.8204 | -75.0112 | 581 | 2587869 | RECIRCULATING TOWER | BIOMASS | GW | FR | 2587877 | checked |  |  |  |  | RECIRCULATING TOWER | 2015 | 582.7 | 2000 | 2019 | continuous years
10013 | Covanta Hennepin Energy | Hennepin | MN | Minneapolis Utilities | 44.9833 | -93.2803 | 820 | 1104332 | RECIRCULATING TOWER | BIOMASS | -nr- | -nr- | 1104332 | 0 | 659750 | Bassett Creek |  |  | RECIRCULATING TOWER | 2015 | 818.91 | 2000 | 2020 | continuous years
10030 | NRG Energy Center Dover | Kent | DE | Wells | 39.1501 | -75.5455 | 40 | 8074674 | RECIRCULATING TOWER | NGCC | GW | -nr- | 8074674 | 0 |  |  |  |  | RECIRCULATING TOWER | 2015 | 36.65 | 2003 | 2020 | continuous years
10034 | Gilroy Power Plant | Santa Clara | CA | Reclaimed SCWRA water | 37.0004 | -121.5368 | 176 | 17661685 | RECIRCULATING TOWER | NGCC | GW | -nr- | 17661685 | 0 | 255106 | Llagas Creek |  |  | RECIRCULATING TOWER | 2015 | 182.6 | 2000 | 2020 | continuous years
10043 | Logan Generating Company LP | Gloucester | NJ | Delaware River | 39.7924 | -75.4072 | 9 | 4496362 | RECIRCULATING TOWER | COAL | SW | FR | 24903424 | checked | 217887 | Delaware River |  |  | RECIRCULATING TOWER | 2015 | 14.43 | 2000 | 2020 | continuous years
10052 | Fairhaven Power | Humboldt | CA | Municipality | 40.7998 | -124.203 | 24 | 8317475 | RECIRCULATING TOWER | BIOMASS | -nr- | -nr- | 8317475 | 0 |  |  |  |  | RECIRCULATING TOWER | 2015 | 23.34 | 2000 | 2020 | continuous years
10062 | Miami Dade County Resource Recovery Fac | Miami Dade | FL | Wells | 25.8364 | -80.357 | 3 | 83882 | RECIRCULATING TOWER | BIOMASS | GW | -nr- | no comid | checked | 305190 | Miami Canal Number C-6 |  |  | RECIRCULATING TOWER | 2015 | 3.36 | 2000 | 2020 | continuous years
10071 | Portsmouth Genco LLC | Portsmouth City | VA | Wells | 36.8702 | -76.3523 | 12 | 10055506 | RECIRCULATING TOWER | COAL | GW | SA | 10055506 | 0 |  |  |  |  | RECIRCULATING TOWER | 2015 | 7.78 | 2000 | 2015 | continuous years
10075 | Taconite Harbor Energy Center | Cook | MN | Lake Superior | 47.5309 | -90.9114 | 633 | 4799824 | ONCE-THROUGH FRESH | COAL | SW | FR | 4799824 | 0 |  |  |  | KDS - comid ok | ONCE-THROUGH FRESH | 2015 | 612.56 | 2000 | 2016 | missing 1 years
10090 | Commerce Refuse To Energy | Los Angeles | CA | Municipality | 33.995 | -118.154 | 142 | 22518268 | RECIRCULATING TOWER | BIOMASS | -nr- | -nr- | 22518268 | 0 | 245154 | Los Angeles River |  |  | RECIRCULATING TOWER | 2015 | 142.41 | 2000 | 2018 | continuous years
10099 | Pedricktown Cogeneration Company LP | Salem | NJ | Oswegatchie | 39.7648 | -75.4225 | 14 | 24903440 | RECIRCULATING TOWER | NGCC | SW | FR | 24903428 | checked | 878980 | Oldmans Creek |  |  | RECIRCULATING TOWER | 2015 | 10.21 | 2000 | 2020 | continuous years
10113 | John B Rich Memorial Power Station | Schuylkill | PA | Mine Shaft | 40.7903 | -76.1983 | 1693 | 4518634 | RECIRCULATING TOWER | COAL | -nr- | -nr- | 4518634 | 0 | 1192873 | Mahanoy Creek |  |  | RECIRCULATING TOWER | 2015 | 1692.7 | 2000 | 2020 | continuous years
10118 | Harrisburg Facility | Dauphin | PA | Harrisburg POTW | 40.2442 | -76.854 | 375 | 4709834 | RECIRCULATING TOWER | BIOMASS | -nr- | -nr- | 4709834 | 0 | 1188217 | Spring Creek |  |  | RECIRCULATING TOWER | 2015 | 369.09 | 2000 | 2020 | missing 3 years
10143 | Colver Power Project | Cambria | PA | Vetera Reservoir | 40.5509 | -78.8023 | 1896 | 4751592 | RECIRCULATING TOWER | COAL | SW | FR | 4751592 | 0 | 1174107 | Elk Creek |  |  | RECIRCULATING TOWER | 2015 | 1921.44 | 2000 | 2020 | continuous years
10148 | White Pine Electric Power | Ontonagon | MI | Lake Superior | 46.7641 | -89.5677 | 869 | 6789533 | ONCE-THROUGH FRESH | GAS STEAM | SW | -nr- | 6789517 | checked |  |  |  | KDS - claims to get cooling water from Lake Superior about 5 miles away and i don't see any kind of connection. Plant has a water tower on site making me think GW or Municipal source. Nearby small stream (comid = 6790329) not likely large enough to source. Run by Melissa. | ONCE-THROUGH FRESH | 2015 | 867.81 | 2004 | 2016 | continuous years
10151 | Grant Town Power Plant | Marion | WV | Monongahela River | 39.562 | -80.1629 | 1262 | 3769488 | RECIRCULATING TOWER | COAL | SW | FR | 3769488 | 0 | 1544643 | Paw Paw Creek |  |  | RECIRCULATING TOWER | 2015 | 1248.28 | 2000 | 2020 | continuous years
10156 | Fresno Cogen Partners | Fresno | CA | Well | 36.6169 | -120.0995 | 189 | 17136404 | RECIRCULATING TOWER | NGCC | GW | -nr- | 17136552 | checked |  |  |  |  | RECIRCULATING TOWER | 2015 | 188.78 | 2000 | 2020 | continuous years
10168 | Cardinal Cogen | Santa Clara | CA | Municipality | 37.4298 | -122.1763 | 100 | 0 | RECIRCULATING TOWER | NGCC | -nr- | -nr- | 17693217 | checked | 232397 | San Francisquito Creek |  |  | RECIRCULATING TOWER | 2015 | 99.12 | 2000 | 2015 | missing 10 years
10169 | Carson Cogeneration | Los Angeles | CA | Municipality | 33.8759 | -118.2493 | 116 | 20366297 | RECIRCULATING TOWER | NGCC | -nr- | -nr- | 20366297 | checked | 241552 | Dominguez Channel |  |  | RECIRCULATING TOWER | 2015 | 115.44 | 2000 | 2020 | missing 1 years
10190 | Castleton Energy Center | Rensselaer | NY | Moordener Kill | 42.5396 | -73.7453 | 14 | 6186116 | RECIRCULATING TOWER | NGCC | GW & SW | FR | 6186116 | 0 | 957592 | Moordener Kill |  |  | RECIRCULATING TOWER | 2015 | 16.06 | 2000 | 2020 | missing 1 years
10250 | Bay County Waste to Energy | Bay | FL | Well | 30.2657 | -85.521 | 58 | 2178635 | RECIRCULATING TOWER | BIOMASS | GW | FR | 2178623 | checked |  |  |  |  | RECIRCULATING TOWER | 2015 | 55.21 | 2000 | 2020 | continuous years
10294 | King City Power Plant | MONTEREY | CA | Well Water | 36.2253 | -121.1276 | 342 | 8203515 | RECIRCULATING TOWER | NGCC | GW | -nr- | 8205383 | checked | 248893 | San Lorenzo Creek |  |  | RECIRCULATING TOWER | 2015 | 341.96 | 2000 | 2020 | continuous years
10300 | Desert View Power | Riverside | CA | Wells | 33.5863 | -116.0879 | -175 | 22594827 | RECIRCULATING TOWER | BIOMASS | GW | -nr- | 22592737 | checked | 274486 | Whitewater River |  |  | RECIRCULATING TOWER | 2015 | -175.24 | 2000 | 2020 | missing 1 years
10333 | Florida Power Development | Hernando | FL | Wells | 28.5819 | -82.4311 | 185 | 16949480 | RECIRCULATING POND | BIOMASS | SW | FR | 16933020 | 1 |  |  |  |  | RECIRCULATING POND | 2015 | 74.36 | 2000 | 2018 | missing 1 years
10342 | Foster Wheeler Martinez | Contra Costa | CA | Wells | 38.0244 | -122.0589 | 11 | 2785403 | RECIRCULATING TOWER | NGCC | GW | -nr- | 2785403 | 0 | 225003 | Hastings Slough |  |  | RECIRCULATING TOWER | 2015 | 10.88 | 2000 | 2020 | continuous years
10343 | Foster Wheeler Mt Carmel Cogen | Northumberland | PA | Consumers Pa Water Co | 40.8092 | -76.4539 | 1401 | 4517604 | RECIRCULATING TOWER | COAL | -nr- | -nr- | 4517604 | 0 |  |  |  |  | RECIRCULATING TOWER | 2015 | 1419.03 | 2000 | 2020 | continuous years
10346 | Hillman Power LLC | Montmorency | MI | Village Of Hillman | 45.0688 | -83.8931 | 746 | 12960269 | RECIRCULATING TOWER | BIOMASS | -nr- | -nr- | 12960259 | checked | 620082 | Anchor Creek |  |  | RECIRCULATING TOWER | 2015 | 745.42 | 2000 | 2020 | continuous years
10350 | Greenleaf 1 Power Plant | Sutter | CA | Well | 39.0525 | -121.696 | 39 | 7975787 | COMPLEX | NGCC | GW | -nr- | 7972333 | checked |  |  |  |  | COMPLEX | 2015 | 38.82 | 2000 | 2019 | continuous years
10354 | ReEnergy Livermore Falls | Androscoggin | ME | Androscoggin River | 44.4317 | -70.1621 | 409 | 6712419 | RECIRCULATING TOWER | BIOMASS | SW | -nr- | 6712419 | 0 | 580918 | Androscoggin River |  |  | RECIRCULATING TOWER | 2015 | 410.52 | 2000 | 2020 | continuous years
10356 | ReEnergy Ashland | Aroostook | ME | Big Machis River | 46.6353 | -68.435 | 574 | 804973 | RECIRCULATING TOWER | BIOMASS | SW | -nr- | 804973 | checked | 570617 | Machias River |  |  | RECIRCULATING TOWER | 2015 | 575.12 | 2000 | 2019 | missing 3 years
10377 | James River Genco LLC | Hopewell City | VA | Municipality | 37.2936 | -77.2701 | 40 | 10067561 | RECIRCULATING TOWER | COAL | OT | OT | 10067561 | checked | 1478131 | Bailey Creek |  |  | RECIRCULATING TOWER | 2015 | 41.19 | 2000 | 2019 | continuous years
10378 | CPI USA NC Southport | Brunswick | NC | Municipality/Wells | 33.9444 | -78.0116 | 20 | 8835706 | RECIRCULATING TOWER | BIOMASS | OT | OT | 8835724 | checked | 992809 | Price Creek |  |  | RECIRCULATING TOWER | 2015 | 25.62 | 2000 | 2020 | continuous years
10379 | CPI USA NC Roxboro | Person | NC | Municipality | 36.4353 | -78.9607 | 568 | 8698987 | RECIRCULATING TOWER | COMPLEX | -nr- | -nr- | 8698987 | 0 |  |  |  |  | RECIRCULATING TOWER | 2015 | 564.01 | 2000 | 2020 | continuous years
10382 | Lumberton | Robeson | NC | MUNICIPALITY | 34.59 | -78.9968 | 113 | 0 | RECIRCULATING TOWER | BIOMASS | -nr- | -nr- | 9128012 | checked |  |  |  |  | RECIRCULATING TOWER | 2015 | 112.99 | 2001 | 2020 | missing 5 years
10384 | Edgecombe Genco LLC | Edgecombe | NC | Municipality | 36.0371 | -77.753 | 108 | 8755611 | RECIRCULATING TOWER | COAL | SW | FR | 8755611 | 0 |  |  |  |  | RECIRCULATING TOWER | 2015 | 107.65 | 2000 | 2019 | continuous years
10395 | GRS Coyote Canyon | Orange | CA | City Of Irvine | 33.6129 | -117.8218 | 815 | 20355546 | RECIRCULATING TOWER | GAS STEAM | -nr- | -nr- | 20355546 | checked |  |  |  |  | RECIRCULATING TOWER | 2015 | 782.26 | 2000 | 2015 | continuous years
10405 | Kingsburg Cogen | Fresno | CA | Process Water | 36.5397 | -119.5794 | 304 | 17152902 | RECIRCULATING TOWER | NGCC | -nr- | -nr- | 17152806 | checked | 240773 | Cole Slough |  |  | RECIRCULATING TOWER | 2015 | 303.25 | 2000 | 2020 | continuous years
10435 | Camden Resource Recovery Facility | Camden | NJ | Camden Well Water | 39.9094 | -75.1161 | 19 | 4495950 | RECIRCULATING TOWER | BIOMASS | GW | FR | 4495950 | 0 | 878790 | Newton Creek |  |  | RECIRCULATING TOWER | 2015 | 17.33 | 2000 | 2020 | continuous years
10464 | ReEnergy Black River | Jefferson | NY | Black River | 44.0365 | -75.7715 | 627 | 15484689 | ONCE-THROUGH FRESH | BIOMASS | SW | FR | 15484689 | 0 |  |  |  | KDS - no; cooling water source claims to be Black River (comid = 15509324) but I do not see a connection between the plant and the river. Was once-through then switched to towers between 2011 and 2013. Keep Black River comid | ONCE-THROUGH FRESH | 2015 | 625.77 | 2000 | 2020 | missing 2 years
10495 | Rumford Cogeneration | Oxford | ME | Androscoggin River | 44.5517 | -70.5411 | 455 | 6710327 | RECIRCULATING TOWER | COMPLEX | SW | FR | 6710327 | 0 | 580918 | Androscoggin River |  |  | RECIRCULATING TOWER | 2015 | 443.03 | 2000 | 2020 | continuous years
10503 | Wheelabrator Hudson Falls | Washington | NY | Hudson River | 43.3055 | -73.5917 | 231 | 22288359 | ONCE-THROUGH FRESH | BIOMASS | SW | FR | 22288359 | 0 | 970226 | Hudson River |  | KDS - comid ok | ONCE-THROUGH FRESH | 2015 | 229.41 | 2000 | 2020 | continuous years
10525 | Craven County Wood Energy LP | Craven | NC | Wells and Craven Cty Wtr Dept | 35.1286 | -77.1691 | 31 | 10976523 | RECIRCULATING TOWER | BIOMASS | -nr- | -nr- | 11238353 | checked | 984048 | Deep Branch |  |  | RECIRCULATING TOWER | 2015 | 31.02 | 2000 | 2020 | continuous years
10566 | Chambers Cogeneration LP | Salem | NJ | Salem Canal | 39.6943 | -75.4854 | 4 | 24903448 | RECIRCULATING TOWER | COAL | SW | FR | 24903448 | 0 |  |  |  |  | RECIRCULATING TOWER | 2015 | 9.82 | 2000 | 2020 | continuous years
10567 | Algonquin Windsor Locks | Hartford | CT | Windsor Locks Canal | 41.9236 | -72.6258 | 60 | 7700008 | ONCE-THROUGH FRESH | NGCC | SW | -nr- | 7700008 | 0 |  |  |  | KDS - comid acceptable but all kinds of minor issues with this one. (i.e. the comid is for a feature listed as stream/river that doesn't exist or is incorrectly labelled and in the wrong location. The comid should be for the properly placed canal but the canal does not have a comid (another reach code only). | ONCE-THROUGH FRESH | 2015 | 26.08 | 2000 | 2020 | continuous years
10593 | Agrilectric Power Partners Ltd | Calcasieu | LA | Rainwater | 30.2001 | -93.1271 | 18 | 15087981 | RECIRCULATING POND | BIOMASS | -nr- | -nr- | 15087981 | checked | 536147 | Kayouche Coulee |  |  | RECIRCULATING POND | 2015 | 18.17 | 2000 | 2020 | continuous years
10603 | Ebensburg Power | Cambria | PA | Wilmore Dam | 40.4546 | -78.7478 | 2175 | 4752672 | RECIRCULATING TOWER | COAL | SW | FR | 4752672 | 0 | 1192642 | Howells Run |  |  | RECIRCULATING TOWER | 2015 | 2169.87 | 2000 | 2020 | continuous years
10617 | CH Resources Beaver Falls | Lewis | NY | Beaver River | 43.8863 | -75.433 | 761 | 15514794 | ONCE-THROUGH FRESH | NGCC | SW | FR | 15514794 | 0 | 969867 | Beaver River |  | KDS - comid ok | ONCE-THROUGH FRESH | 2015 | 761.47 | 2001 | 2020 | missing 1 years
10620 | Carthage Energy LLC | Jefferson | NY | Black River | 43.9853 | -75.6226 | 685 | 15514552 | ONCE-THROUGH FRESH | NGCC | SW | FR | 15514552 | 0 | 944180 | Black River |  | KDS - comid ok | ONCE-THROUGH FRESH | 2015 | 684.36 | 2000 | 2020 | continuous years
10621 | CH Resources Syracuse | Onondaga | NY | Onondaga CountyWater Authority | 43.0668 | -76.2244 | 394 | 21974313 | RECIRCULATING TOWER | NGCC | -nr- | -nr- | 21974313 | 0 | 950966 | Geddes Brook |  |  | RECIRCULATING TOWER | 2015 | 393.3 | 2001 | 2020 | continuous years
10629 | Wheelabrator Baltimore Refuse | Baltimore City | MD | Gywnns Falls | 39.2705 | -76.6298 | 15 | 11690186 | ONCE-THROUGH FRESH | BIOMASS | SW | -nr- | 11690186 | checked | 597508 | Gwynns Falls |  | KDS - comid ok | ONCE-THROUGH FRESH | 2015 | 13.22 | 2000 | 2020 | continuous years
10633 | Hopewell Cogeneration | Prince George | VA | Municipality | 37.298 | -77.2877 | 47 | 10067143 | RECIRCULATING TOWER | NGCC | -nr- | -nr- | 10067143 | 0 | 1478339 | Cattail Creek |  |  | RECIRCULATING TOWER | 2015 | 46.25 | 2000 | 2020 | continuous years
10641 | Cambria Cogen | Cambria | PA | Wilmore Reservoir | 40.4746 | -78.7022 | 2185 | 4753718 | RECIRCULATING TOWER | COAL | SW | FR | 4752622 | checked |  |  |  |  | RECIRCULATING TOWER | 2015 | 2181.69 | 2000 | 2019 | continuous years
10642 | Covanta Hempstead | Nassau | NY | Wells And Municipality | 40.7386 | -73.5902 | 93 | 9498466 | RECIRCULATING TOWER | BIOMASS | -nr- | -nr- | 9498466 | 0 | 949168 | East Meadow Brook |  |  | RECIRCULATING TOWER | 2015 | 96.52 | 2000 | 2020 | continuous years
10646 | Covanta Southeastern Connecticut Company | New London | CT | Norwich Utilities | 41.4757 | -72.0688 | 38 | 6170592 | RECIRCULATING TOWER | BIOMASS | -nr- | -nr- | 6170592 | 0 | 211397 | Thames River |  |  | RECIRCULATING TOWER | 2015 | 47.29 | 2000 | 2020 | continuous years
10652 | Burney Forest Products | Shasta | CA | Municipality | 40.878 | -121.702 | 3228 | 7952064 | RECIRCULATING TOWER | BIOMASS | -nr- | -nr- | 7952064 | 0 | 220202 | Burney Creek |  |  | RECIRCULATING TOWER | 2015 | 3220.17 | 2000 | 2020 | continuous years
10671 | AES Shady Point LLC | Le Flore | OK | Poteau River | 35.1931 | -94.6458 | 430 | 6041432 | RECIRCULATING TOWER | COAL | SW | FR | 6041444 | checked | 78085 | Poteau River |  |  | RECIRCULATING TOWER | 2015 | 437.63 | 2000 | 2020 | continuous years
10672 | Cedar Bay Generating Company LP | Duval | FL | Industrial Waste Water | 30.4225 | -81.6064 | 10 | 16659917 | RECIRCULATING TOWER | COAL | OT | BE | 16659917 | 0 | 279463 | Broward River |  |  | RECIRCULATING TOWER | 2015 | 9.35 | 2000 | 2016 | continuous years
10673 | AES Hawaii | Honolulu | HI | Wells | 21.3033 | -158.1064 | 3 | 21576465 | RECIRCULATING TOWER | COAL | GW | SA | 2666869 | 1 |  | Pacific Ocean |  |  | RECIRCULATING TOWER | 2015 | 12.52 | 2000 | 2020 | continuous years
10678 | AES Warrior Run Cogeneration Facility | Allegany | MD | City Of Cumberland Water Suppl | 39.5962 | -78.7463 | 650 | 14363460 | RECIRCULATING TOWER | COAL | OT | OT | 14363460 | checked |  |  |  |  | RECIRCULATING TOWER | 2015 | 647.39 | 2000 | 2020 | continuous years
10682 | Brush Generation Facility | MORGAN | CO | Municipality | 40.2429 | -103.6308 | 4246 | 215051 | RECIRCULATING TOWER | NGCC | GW | FR | 215051 | 0 | 182928 | Beaver Creek |  |  | RECIRCULATING TOWER | 2015 | 4240.09 | 2000 | 2020 | continuous years
10686 | Rapids Energy Center | Itasca | MN | Mississippi River | 47.234 | -93.5378 | 1285 | 4836784 | ONCE-THROUGH FRESH | COMPLEX | SW | -nr- | 4836784 | 0 | 1629903 | Mississippi River |  | KDS - comid ok | ONCE-THROUGH FRESH | 2015 | 1278.28 | 2000 | 2020 | missing 2 years
10725 | Selkirk Cogen | Albany | NY | Municipality | 42.5744 | -73.8592 | 190 | 6185934 | RECIRCULATING TOWER | NGCC | GW | FR | 6185934 | 0 | 968580 | Vloman Kill |  |  | RECIRCULATING TOWER | 2015 | 188.08 | 2000 | 2020 | continuous years
10726 | Masspower | Hampden | MA | Municipality | 42.1576 | -72.5225 | 150 | 7692457 | ONCE-THROUGH FRESH | NGCC | SW | -nr- | 7692457 | 0 | 619738 | Chicopee River | -9999 | KDS - cooling water source listed as Municipal so no comid right? Also, I do not see a connection to the Chicopee River or any other surface-water body. Melissa says this plant may be miscategorized (should not be once-through). | ONCE-THROUGH FRESH | 2015 | 150.87 | 2000 | 2020 | continuous years
10741 | Clear Lake Cogeneration Ltd | Harris | TX | Municipality | 29.6208 | -95.0625 | 15 | 1562330 | RECIRCULATING TOWER | NGCC | -nr- | -nr- | 1562330 | checked |  |  |  |  | RECIRCULATING TOWER | 2015 | 16.25 | 2000 | 2017 | continuous years
10743 | Morgantown Energy Facility | Monongalia | WV | Monongahela River | 39.6401 | -79.9618 | 829 | 3768864 | ONCE-THROUGH FRESH | COAL | SW | -nr- | 3768864 | 0 | 1209053 | Monongahela River |  | KDS - comid ok | ONCE-THROUGH FRESH | 2015 | 827.39 | 2000 | 2020 | continuous years
10745 | Midland Cogeneration Venture | Midland | MI | Tittabawasse River | 43.5878 | -84.2228 | 600 | 13047943 | RECIRCULATING POND | NGCC | SW | FR | 13048281 | checked | 1614886 | Tittabawassee River |  |  | RECIRCULATING POND | 2015 | 600.7 | 2000 | 2020 | continuous years
10746 | Covanta Delaware Valley | Delaware | PA | Municipality | 39.826 | -75.3888 | 11 | 24945761 | RECIRCULATING TOWER | BIOMASS | -nr- | -nr- | 166754167 | checked | 217887 | Delaware River |  |  | RECIRCULATING TOWER | 2015 | 11.04 | 2000 | 2020 | continuous years
10751 | Camden Plant Holding LLC | Camden | NJ | Municipality | 39.9176 | -75.1193 | 19 | 4495950 | RECIRCULATING TOWER | NGCC | SW | FR | 4495950 | 0 | 878790 | Newton Creek |  |  | RECIRCULATING TOWER | 2015 | 11.16 | 2000 | 2020 | continuous years
10761 | Las Vegas Generating Station | Clark | NV | City of North Las Vegas | 36.2314 | -115.1231 | 1925 | 22069786 | RECIRCULATING TOWER | NGCC | -nr- | -nr- | 22069786 | 0 |  |  |  |  | RECIRCULATING TOWER | 2015 | 1922.5 | 2000 | 2020 | continuous years
10764 | Blue Lake Power LLC | Humboldt | CA | City Water | 40.8775 | -123.9949 | 83 | 8318053 | RECIRCULATING TOWER | BIOMASS | -nr- | -nr- | 8318053 | 0 | 217920 | Mad River |  |  | RECIRCULATING TOWER | 2015 | 83.39 | 2000 | 2016 | missing 9 years
10765 | Indeck Jonesboro Energy Center | Washington | ME | Well | 44.6786 | -67.5474 | 148 | 2676906 | RECIRCULATING TOWER | BIOMASS | GW | -nr- | 2676906 | 0 | 561896 | Beaver Brook |  |  | RECIRCULATING TOWER | 2015 | 155.42 | 2000 | 2020 | missing 2 years
10766 | Indeck West Enfield Energy Center | Penobscot | ME | Penobscot River | 45.2534 | -68.6278 | 229 | 1732304 | RECIRCULATING TOWER | BIOMASS | SW | -nr- | 1732288 | checked |  |  |  |  | RECIRCULATING TOWER | 2015 | 221.8 | 2000 | 2020 | continuous years
10767 | Rio Bravo Fresno | Fresno | CA | Municipality | 36.6886 | -119.7232 | 301 | 17136404 | RECIRCULATING TOWER | BIOMASS | -nr- | -nr- | 17142160 | checked |  |  |  |  | RECIRCULATING TOWER | 2015 | 301.11 | 2000 | 2020 | continuous years
10771 | Hopewell Power Station | Hopewell City | VA | municipality | 37.2978 | -77.2835 | 48 | 10067517 | RECIRCULATING TOWER | BIOMASS | -nr- | -nr- | 10067143 | checked | 1478339 | Cattail Creek |  |  | RECIRCULATING TOWER | 2015 | 49.61 | 2000 | 2020 | missing 6 years
10772 | Rio Bravo Rocklin | Placer | CA | Municipality | 38.8317 | -121.3133 | 142 | 15034153 | RECIRCULATING TOWER | BIOMASS | -nr- | -nr- | 15034153 | 0 |  |  |  |  | RECIRCULATING TOWER | 2015 | 142.5 | 2000 | 2020 | continuous years
10773 | Altavista Power Station | Campbell | VA | Staunton River | 37.1187 | -79.2734 | 547 | 8626289 | RECIRCULATING TOWER | BIOMASS | SW | -nr- | 8626289 | 0 | 1502110 | Roanoke River |  |  | RECIRCULATING TOWER | 2015 | 546.6 | 2000 | 2020 | missing 4 years
10774 | Southampton Power Station | Southampton | VA | Wells | 36.6525 | -76.9953 | 18 | 8726681 | RECIRCULATING TOWER | BIOMASS | GW | -nr- | 8726681 | 0 | 1025244 | Chowan River |  |  | RECIRCULATING TOWER | 2015 | 19.53 | 2000 | 2020 | missing 2 years
10777 | HL Power | Lassen | CA | Wells | 40.3684 | -120.265 | 4035 | 20295821 | RECIRCULATING TOWER | BIOMASS | GW | -nr- | 948080199 | checked |  |  |  |  | RECIRCULATING TOWER | 2015 | 4028.3 | 2000 | 2020 | continuous years
10784 | Colstrip Energy LP | Rosebud | MT | -NR- | 45.8832 | -106.6144 | 3247 | 13262539 | RECIRCULATING TOWER | COAL | GW | -nr- | 13262665 | checked | 771009 | East Fork Armells Creek |  |  | RECIRCULATING TOWER | 2015 | 3241.58 | 2000 | 2020 | continuous years
10805 | Kenilworth Energy Facility | Union | NJ | Well | 40.6774 | -74.2739 | 97 | 6261214 | RECIRCULATING TOWER | NGCC | GW | FR | 6261258 | checked |  |  |  |  | RECIRCULATING TOWER | 2015 | 90.75 | 2000 | 2020 | continuous years
10810 | NTC/MCRD Energy Facility | San Diego | CA | City Of San Diego | 32.7353 | -117.2082 | 10 | 20332102 | COMPLEX | NGCC | -nr- | -nr- | 20332102 | 0 |  |  |  |  | COMPLEX | 2015 | 10.83 | 2000 | 2018 | missing 2 years
10811 | Naval Station Energy Facility | San Diego | CA | Navy Pwc | 32.6796 | -117.1223 | 12 | 20332048 | RECIRCULATING TOWER | NGCC | -nr- | -nr- | 20332048 | 0 |  |  |  |  | RECIRCULATING TOWER | 2015 | 12.54 | 2000 | 2018 | missing 1 years
10812 | North Island Energy Facility | San Diego | CA | Navy Pwc | 32.6952 | -117.1454 | 18 | 20332040 | RECIRCULATING TOWER | NGCC | -nr- | -nr- | 20332040 | 0 |  |  |  |  | RECIRCULATING TOWER | 2015 | 18.43 | 2000 | 2018 | missing 2 years
10819 | Ada Cogeneration LP | Kent | MI | City Water | 42.9589 | -85.4908 | 631 | 9008299 | RECIRCULATING TOWER | NGCC | -nr- | -nr- | 9008299 | 0 | 627109 | Grand River |  |  | RECIRCULATING TOWER | 2015 | 629.46 | 2000 | 2020 | continuous years
10822 | Grayling Generating Station | Crawford | MI | Wells | 44.5923 | -84.6904 | 1255 | 12953018 | RECIRCULATING TOWER | BIOMASS | GW | -nr- | 12953588 | checked |  |  |  |  | RECIRCULATING TOWER | 2015 | 1253.97 | 2000 | 2020 | continuous years
10836 | Woodland Biomass Power Ltd | Yolo | CA | Municipality | 38.6908 | -121.7371 | 38 | 15035077 | RECIRCULATING TOWER | BIOMASS | -nr- | -nr- | 15035077 | 0 |  |  |  |  | RECIRCULATING TOWER | 2015 | 37.9 | 2000 | 2020 | continuous years
10837 | Covanta Mendota | Fresno | CA | Wells | 36.7557 | -120.3653 | 163 | 17140906 | RECIRCULATING TOWER | BIOMASS | GW | -nr- | 17140906 | 0 |  |  |  |  | RECIRCULATING TOWER | 2015 | 163.14 | 2000 | 2015 | continuous years
10838 | Springfield Power LLC | Sullivan | NH | Wells | 43.4429 | -72.0558 | 1152 | 9329068 | RECIRCULATING TOWER | BIOMASS | GW | -nr- | 9329068 | 0 |  |  |  |  | RECIRCULATING TOWER | 2015 | 1149.62 | 2000 | 2020 | continuous years
10839 | DG Whitefield LLC | Coos | NH | Carroll Brook | 44.3583 | -71.5452 | 1065 | 4594107 | RECIRCULATING TOWER | BIOMASS | -nr- | -nr- | 4594107 | 0 | 865434 | Bear Brook |  |  | RECIRCULATING TOWER | 2015 | 1065.69 | 2000 | 2019 | continuous years
10840 | Covanta Delano Energy | Kern | CA | Wells | 35.7189 | -119.2342 | 320 | 17162396 | RECIRCULATING TOWER | BIOMASS | GW | -nr- | 17162942 | checked | 241695 | Dyer Creek |  |  | RECIRCULATING TOWER | 2015 | 319.35 | 2000 | 2018 | missing 2 years
10869 | Biomass One LP | Jackson | OR | Medford Water Commission | 42.4361 | -122.85 | 1321 | 23931062 | RECIRCULATING TOWER | BIOMASS | -nr- | -nr- | 23931656 | checked | 1124141 | Military Slough |  |  | RECIRCULATING TOWER | 2015 | 1319.58 | 2000 | 2020 | missing 1 years
50002 | Pittsfield Generating LP | Berkshire | MA | Wells | 42.4567 | -73.2175 | 1018 | 7710156 | RECIRCULATING TOWER | NGCC | GW | -nr- | 7710156 | 0 |  |  |  |  | RECIRCULATING TOWER | 2015 | 1015.83 | 2000 | 2020 | continuous years
50071 | Palm Beach Renewable Energy Facility 1 | Palm Beach | FL | Wells | 26.7736 | -80.142 | 17 | 67144 | RECIRCULATING TOWER | BIOMASS | GW | FR | 67144 | checked |  |  |  |  | RECIRCULATING TOWER | 2015 | 16.82 | 2000 | 2020 | continuous years
50099 | Tamarack Energy Partnership | Adams | ID | Wells | 44.9549 | -116.3869 | 4162 | 24184424 | RECIRCULATING TOWER | BIOMASS | GW | -nr- | 24184424 | 0 | 392986 | Weiser River |  |  | RECIRCULATING TOWER | 2015 | 4151.68 | 2000 | 2020 | continuous years
50109 | Paris Energy Center | Lamar | TX | Pat Mayse , Lamar County | 33.6969 | -95.5577 | 523 | 8348565 | RECIRCULATING TOWER | NGCC | -nr- | -nr- | 8348565 | checked |  |  |  |  | RECIRCULATING TOWER | 2015 | 520.56 | 2000 | 2020 | continuous years
50127 | CCI Signal Hill LLC | Wichita | TX | Municipality | 33.8631 | -98.5897 | 1024 | 13734154 | RECIRCULATING TOWER | NGCC | -nr- | -nr- | 13734154 | checked |  |  |  |  | RECIRCULATING TOWER | 2015 | 1022.54 | 2000 | 2020 | continuous years
50201 | Rabun Gap Cogen Facility | Rabun | GA | Little Tennessee River | 34.9548 | -83.3789 | 2142 | 19737071 | RECIRCULATING TOWER | BIOMASS | SW | FR | 19737071 | checked | 1013036 | Little Tennessee River |  |  | RECIRCULATING TOWER | 2015 | 2148.21 | 2000 | 2020 | missing 9 years
50208 | Pinetree Power | Grafton | NH | Ammonoosuc River | 44.3274 | -71.6802 | 1055 | 4594215 | RECIRCULATING TOWER | BIOMASS | SW | -nr- | 4594215 | 0 | 871393 | Ammonoosuc River |  |  | RECIRCULATING TOWER | 2015 | 1047.05 | 2000 | 2020 | continuous years
50215 | York County Resource Recovery | York | PA | Private Water Company | 40.0017 | -76.718 | 498 | 4721899 | RECIRCULATING TOWER | COMPLEX | -nr- | -nr- | 4724317 | checked | 1172123 | Codorus Creek |  |  | RECIRCULATING TOWER | 2015 | 485.76 | 2000 | 2020 | continuous years
50225 | Regional Waste Systems | Cumberland | ME | Portland/Cooling Tower | 43.6554 | -70.3349 | 41 | 6721539 | RECIRCULATING TOWER | BIOMASS | -nr- | -nr- | 6721539 | 0 | 576442 | Stroudwater River |  |  | RECIRCULATING TOWER | 2015 | 38 | 2000 | 2020 | continuous years
50243 | Bucksport Generation LLC | Hancock | ME | Penobscot River | 44.5738 | -68.8046 | 20 | 0 | ONCE-THROUGH SALINE | BIOMASS | SW | BR | 1737206 | checked | 573182 | Penobscot River |  | KDS - comid ok | ONCE-THROUGH SALINE | 2015 | 15.27 | 2000 | 2017 | missing 14 years
50273 | Pioneer Valley Resource Recovery | Hampden | MA | Municipality | 42.0908 | -72.5905 | 62 | 7698936 | RECIRCULATING TOWER | BIOMASS | -nr- | -nr- | 7698936 | 0 | 206425 | Connecticut River |  |  | RECIRCULATING TOWER | 2015 | 64.14 | 2000 | 2020 | missing 5 years
50279 | Archbald Power Station | Lackawanna | PA | White Oak | 41.4849 | -75.5403 | 928 | 2600091 | RECIRCULATING TOWER | GAS STEAM | -nr- | -nr- | 2600091 | 0 | 1199891 | Lackawanna River |  |  | RECIRCULATING TOWER | 2015 | 923.15 | 2000 | 2020 | continuous years
50290 | SEMASS Resource Recovery | Plymouth | MA | Wells | 41.8022 | -70.7875 | 70 | 0 | COMPLEX | BIOMASS | -nr- | -nr- | 5878613 | 1 | 614418 | East Branch Sippican River |  |  | COMPLEX | 2015 | 75.05 | 2000 | 2020 | continuous years
50292 | Bethpage Power Plant | Nassau | NY | Wells | 40.7465 | -73.499 | 115 | 9498526 | RECIRCULATING TOWER | NGCC | GW | FR | 9500182 | checked | 943620 | Bellmore Creek |  |  | RECIRCULATING TOWER | 2015 | 115.84 | 2000 | 2020 | missing 3 years
50293 | Wadham Energy LP | Colusa | CA | Wells | 39.1021 | -122.1111 | 94 | 2849931 | RECIRCULATING TOWER | BIOMASS | GW | -nr- | 948020824 | checked | 221602 | Cortina Creek |  |  | RECIRCULATING TOWER | 2015 | 93.94 | 2000 | 2020 | continuous years
50385 | Newark Bay Cogeneration Partnership LP | Essex | NJ | City Of Newark | 40.7197 | -74.13 | 10 | 6251384 | RECIRCULATING TOWER | NGCC | SW | FR | 6251384 | 0 | 879159 | Passaic River |  |  | RECIRCULATING TOWER | 2015 | 18 | 2000 | 2020 | continuous years
50407 | Mobile Energy Services LLC | Mobile | AL | Mobile Area Water And Sewer | 30.7371 | -88.0487 | 22 | 18524299 | RECIRCULATING TOWER | COMPLEX | -nr- | -nr- | 18524299 | checked | 155027 | Chickasaw Creek |  |  | RECIRCULATING TOWER | 2015 | 20.03 | 2000 | 2019 | continuous years
50449 | Indeck Silver Springs Energy Center | Wyoming | NY | Wells | 42.6541 | -78.0774 | 1413 | 15549083 | COMPLEX | NGCC | GW | FR | 15549083 | 0 |  |  |  |  | COMPLEX | 2015 | 1412.03 | 2000 | 2020 | continuous years
50450 | Indeck Oswego Energy Center | Oswego | NY | Municipality | 43.4586 | -76.531 | 254 | 21632367 | ONCE-THROUGH FRESH | NGCC | SW | -nr- | 21632367 | 0 |  |  |  | KDS - comid ok | ONCE-THROUGH FRESH | 2015 | 253.85 | 2000 | 2020 | continuous years
50451 | Indeck Yerkes Energy Center | Erie | NY | Municipality | 42.9672 | -78.9181 | 596 | 15569805 | RECIRCULATING TOWER | NGCC | -nr- | -nr- | 15569801 | checked |  |  |  |  | RECIRCULATING TOWER | 2015 | 591.37 | 2000 | 2020 | continuous years
50458 | Indeck Corinth Energy Center | Saratoga | NY | Hudson River | 43.2493 | -73.8093 | 518 | 22287929 | RECIRCULATING TOWER | NGCC | SW | FR | 22287929 | 0 | 952491 | Heath Brook |  |  | RECIRCULATING TOWER | 2015 | 519.66 | 2000 | 2020 | continuous years
50472 | Covanta Niagara LP | Niagara | NY | Niagara River & Municipality | 43.0839 | -79.0056 | 581 | 15568083 | RECIRCULATING TOWER | BIOMASS | -nr- | -nr- | 15568113 | checked | 958547 | Niagara River |  |  | RECIRCULATING TOWER | 2015 | 569.98 | 2000 | 2020 | continuous years
50497 | Bayonne Plant Holding LLC | Hudson | NJ | Municipality | 40.6554 | -74.1122 | 7 | 6261776 | RECIRCULATING TOWER | NGCC | -nr- | -nr- | 6261762 | checked |  |  |  |  | RECIRCULATING TOWER | 2015 | 7.93 | 2000 | 2018 | continuous years
50498 | Capital District Energy Center | Hartford | CT | Metropolitan Water District | 41.764 | -72.6923 | 51 | 7700182 | RECIRCULATING TOWER | NGCC | -nr- | -nr- | 7700182 | 0 |  |  |  |  | RECIRCULATING TOWER | 2015 | 33.17 | 2000 | 2020 | continuous years
50541 | Harbor Cogen | Los Angeles | CA | Municipality | 33.7802 | -118.2401 | 10 | 20366299 | RECIRCULATING TOWER | NGCC | -nr- | -nr- | 20366299 | 0 | 241553 | Dominguez Channel |  |  | RECIRCULATING TOWER | 2015 | 8.55 | 2001 | 2020 | missing 1 years
50555 | Rosemary Power Station | Halifax | NC | Municipality | 36.4525 | -77.6605 | 168 | 10449928 | RECIRCULATING TOWER | NGCC | -nr- | -nr- | 10449928 | 0 | 983159 | Chockoyotte Creek |  |  | RECIRCULATING TOWER | 2015 | 167.78 | 2000 | 2020 | continuous years
50558 | Oklahoma Cogeneration Project | Oklahoma | OK | Municipality | 35.4327 | -97.6411 | 1246 | 393360 | RECIRCULATING TOWER | NGCC | -nr- | -nr- | 393374 | checked | 1090881 | Campbell Creek |  |  | RECIRCULATING TOWER | 2015 | 1244.97 | 2000 | 2020 | continuous years
50560 | Pacific-Ultrapower Chinese Station | Tuolumne | CA | Wells | 37.8745 | -120.4773 | 1386 | 17078387 | COMPLEX | BIOMASS | GW | -nr- | 17078387 | checked |  |  |  |  | COMPLEX | 2015 | 1371.24 | 2000 | 2020 | continuous years
50561 | Eagle Point Power Generation | Gloucester | NJ | Delaware River | 39.8751 | -75.1584 | 13 | 4496082 | RECIRCULATING TOWER | NGCC | SW | FR | 4496020 | checked | 217887 | Delaware River |  |  | RECIRCULATING TOWER | 2015 | 16.79 | 2000 | 2020 | missing 4 years
50572 | CSL Gas Recovery | Broward | FL | Municipality | 26.288 | -80.1665 | 11 | 0 | RECIRCULATING TOWER | NGCC | -nr- | -nr- | 76868 | not near any flow line. Appears most flow lines in this part of florida flow the streets. Flow line w/ comid is far away. |  |  |  |  | RECIRCULATING TOWER | 2015 | 17.36 | 2000 | 2020 | continuous years
50611 | Westwood Generation LLC | Schuylkill | PA | Well | 40.6191 | -76.4506 | 1284 | 4707680 | RECIRCULATING TOWER | COAL | GW | -nr- | 4707680 | 0 | 1180030 | Lower Rausch Creek |  |  | RECIRCULATING TOWER | 2015 | 1282.77 | 2000 | 2020 | missing 1 years
50629 | Covanta Lake County Energy | Lake | FL | Wells | 28.7403 | -81.8894 | 100 | 16636562 | RECIRCULATING TOWER | BIOMASS | GW | FR | 16636378 | checked | 305076 | Palatlakaha River |  |  | RECIRCULATING TOWER | 2015 | 100.71 | 2000 | 2020 | continuous years
50630 | Covanta Marion Inc | Marion | OR | Wells | 45.0481 | -122.9627 | 186 | 23801448 | RECIRCULATING TOWER | BIOMASS | GW | -nr- | 23801454 | checked | 1130462 | Fitzpatrick Creek |  |  | RECIRCULATING TOWER | 2015 | 185.66 | 2000 | 2020 | continuous years
50632 | Covanta Stanislaus Energy | Stanislaus | CA | Wells | 37.3857 | -121.1411 | 349 | 2827038 | RECIRCULATING TOWER | BIOMASS | GW | -nr- | 2828000 | checked |  |  |  |  | RECIRCULATING TOWER | 2015 | 349.7 | 2000 | 2020 | continuous years
50648 | Covanta Bristol Energy | Hartford | CT | Municipality | 41.6496 | -72.9157 | 207 | 6174402 | RECIRCULATING TOWER | BIOMASS | -nr- | -nr- | 6174402 | 0 | 206911 | Eightmile River |  |  | RECIRCULATING TOWER | 2015 | 208.95 | 2000 | 2020 | continuous years
50650 | ReEnergy Stratton LLC | Franklin | ME | Wells | 45.1405 | -70.4258 | 1166 | 1032611 | RECIRCULATING TOWER | BIOMASS | GW | -nr- | 1032611 | checked | 576428 | Stratton Brook |  |  | RECIRCULATING TOWER | 2015 | 1164.56 | 2000 | 2020 | continuous years
50657 | Montgomery County Resource Recovery | Montgomery | MD | Mirant Discharge Canal | 39.2007 | -77.4552 | 346 | 4505898 | RECIRCULATING TOWER | BIOMASS | -nr- | -nr- | 4505898 | checked |  |  |  |  | RECIRCULATING TOWER | 2015 | 348.78 | 2000 | 2020 | continuous years
50658 | Covanta Fairfax Energy | Fairfax | VA | Municipality | 38.6958 | -77.2411 | 185 | 22340483 | RECIRCULATING TOWER | BIOMASS | SW | FR | 22340483 | 0 |  |  |  |  | RECIRCULATING TOWER | 2015 | 184.51 | 2000 | 2020 | continuous years
50666 | Pasco Cnty Solid Waste Resource Recovery | Pasco | FL | Municipality | 28.37 | -82.5602 | 47 | 16933608 | RECIRCULATING TOWER | BIOMASS | -nr- | -nr- | 933100018 | checked | 294122 | Pithlachascotee River |  |  | RECIRCULATING TOWER | 2015 | 48.94 | 2000 | 2020 | continuous years
50707 | JM Shafer Generating Station | Weld | CO | Municipality | 40.0986 | -104.7736 | 5001 | 225621 | RECIRCULATING TOWER | NGCC | -nr- | -nr- | 225621 | 0 | 201759 | South Platte River |  |  | RECIRCULATING TOWER | 2015 | 4998.92 | 2000 | 2020 | continuous years
50739 | Pinetree Power Tamworth | Carroll | NH | Wells | 43.8354 | -71.1974 | 463 | 9315895 | RECIRCULATING TOWER | BIOMASS | GW | -nr- | 9315895 | 0 | 871678 | Chocorua River |  |  | RECIRCULATING TOWER | 2015 | 471.37 | 2000 | 2020 | continuous years
50744 | Sterling Power Plant | Oneida | NY | Municipality | 43.0806 | -75.6019 | 467 | 22024114 | RECIRCULATING TOWER | NGCC | -nr- | -nr- | 22024114 | 0 | 964659 | Sconondoa Creek |  |  | RECIRCULATING TOWER | 2015 | 468.76 | 2000 | 2020 | continuous years
50748 | Agnews Power Plant | Santa Clara | CA | Municipality | 37.4112 | -121.9272 | 26 | 17694053 | RECIRCULATING TOWER | NGCC | -nr- | -nr- | 17695611 | checked | 255083 | Coyote Creek |  |  | RECIRCULATING TOWER | 2015 | 26.4 | 2000 | 2020 | missing 1 years
50770 | Viking Energy of McBain | Missaukee | MI | Wells | 44.2041 | -85.2207 | 1256 | 12130228 | RECIRCULATING TOWER | BIOMASS | GW | -nr- | 12130228 | 0 |  |  |  |  | RECIRCULATING TOWER | 2015 | 1256.3 | 2000 | 2020 | continuous years
50772 | Viking Energy of Lincoln | Alcona | MI | Wells | 44.6802 | -83.4188 | 811 | 12951000 | RECIRCULATING TOWER | BIOMASS | GW | -nr- | 12951000 | 0 |  |  |  |  | RECIRCULATING TOWER | 2015 | 811.31 | 2000 | 2020 | continuous years
50774 | Telogia Power | Liberty | FL | Wells | 30.3349 | -84.8182 | 115 | 10365158 | RECIRCULATING TOWER | BIOMASS | GW | -nr- | 10365158 | 0 | 306449 | Stokes Branch |  |  | RECIRCULATING TOWER | 2015 | 114.21 | 2000 | 2020 | continuous years
50776 | Panther Creek Energy Facility | Carbon | PA | Municipality Resevoir | 40.8554 | -75.8783 | 1069 | 4187303 | RECIRCULATING TOWER | COAL | GW | FR | 4187303 | 0 | 1173159 | Dennison Run |  |  | RECIRCULATING TOWER | 2015 | 1058.59 | 2000 | 2020 | continuous years
50799 | Parlin Power Plant | Middlesex | NJ | Municipality | 40.4605 | -74.3273 | 99 | 9515754 | RECIRCULATING TOWER | COMPLEX | SW | FR | 9515922 | checked |  |  |  |  | RECIRCULATING TOWER | 2015 | 100.43 | 2000 | 2020 | missing 2 years
50815 | Optim Energy Altura Cogen LLC | Harris | TX | San Jacinto River Basin | 29.8126 | -95.1206 | 37 | 1439165 | RECIRCULATING TOWER | NGCC | SW | FR | 1439165 | 0 |  |  |  |  | RECIRCULATING TOWER | 2015 | 35.75 | 2000 | 2020 | continuous years
50835 | TES Filer City Station | Manistee | MI | Manistee Lake | 44.2157 | -86.2853 | 603 | 12121912 | RECIRCULATING TOWER | COMPLEX | SW | FR | 12121912 | 0 |  |  |  |  | RECIRCULATING TOWER | 2015 | 603.12 | 2000 | 2020 | continuous years
50837 | Southeast Resource Recovery | Los Angeles | CA | Municipality | 33.7591 | -118.2406 | 7 | -999 | RECIRCULATING TOWER | BIOMASS | -nr- | -nr- | 20366375 | 1 |  |  |  |  | RECIRCULATING TOWER | 2015 | 6.59 | 2001 | 2020 | continuous years
50850 | OLS Energy Chino | San Bernardino | CA | Municipality | 33.9896 | -117.6809 | 640 | 22560464 | RECIRCULATING TOWER | NGCC | -nr- | -nr- | 22563056 | checked |  |  |  |  | RECIRCULATING TOWER | 2015 | 639.44 | 2000 | 2020 | continuous years
50851 | CSUCI Site Authority | Ventura | CA | Municipality | 34.1621 | -119.0479 | 45 | 17562684 | COMPLEX | NGCC | -nr- | -nr- | 17562636 | checked |  |  |  |  | COMPLEX | 2015 | 39.27 | 2000 | 2020 | continuous years
50852 | Elmwood Energy Holdings LLC | Bergen | NJ | Municipality | 40.9046 | -74.1298 | 41 | 6251098 | RECIRCULATING TOWER | NGCC | SW | FR | 6251098 | 0 | 879159 | Passaic River |  |  | RECIRCULATING TOWER | 2015 | 35.63 | 2000 | 2020 | missing 3 years
50858 | Hillsborough County Resource Recovery | Hillsborough | FL | Municipality | 27.9545 | -82.3403 | 39 | 16918050 | RECIRCULATING TOWER | BIOMASS | SW | FR | 16918050 | checked |  |  |  |  | RECIRCULATING TOWER | 2015 | 37.87 | 2000 | 2020 | continuous years
50859 | Lancaster County Resource Recovery | Lancaster | PA | Municipality, Waste | 40.0716 | -76.644 | 349 | 4722235 | RECIRCULATING TOWER | BIOMASS | -nr- | -nr- | 4722235 | 0 | 591690 | Susquehanna River |  |  | RECIRCULATING TOWER | 2015 | 345.66 | 2000 | 2020 | continuous years
50873 | Wheelabrator Concord Facility | Merrimack | NH | Merrimack River | 43.2866 | -71.5768 | 288 | 6740208 | RECIRCULATING TOWER | BIOMASS | SW | -nr- | 6740208 | 0 | 865869 | Burnham Brook |  |  | RECIRCULATING TOWER | 2015 | 288.58 | 2000 | 2020 | continuous years
50875 | McKay Bay Facility | Hillsborough | FL | Advanced Wastewater | 27.9493 | -82.4211 | 3 | 16918974 | RECIRCULATING TOWER | BIOMASS | PD | BE | 16918974 | 0 |  |  |  |  | RECIRCULATING TOWER | 2015 | 9.15 | 2000 | 2020 | continuous years
50876 | Wheelabrator Norwalk Energy | Los Angeles | CA | Municipality | 33.9256 | -118.0687 | 117 | 22524985 | RECIRCULATING TOWER | NGCC | -nr- | -nr- | 22524963 | checked |  |  |  |  | RECIRCULATING TOWER | 2015 | 117.12 | 2000 | 2018 | continuous years
50877 | Wheelabrator North Andover | Essex | MA | Greater Lawrence Sanitary Dist | 42.7262 | -71.1218 | 63 | 6744848 | RECIRCULATING TOWER | BIOMASS | -nr- | -nr- | 6744848 | 0 |  |  |  |  | RECIRCULATING TOWER | 2015 | 63.66 | 2000 | 2020 | continuous years
50878 | Wheelabrator Millbury Facility | Worcester | MA | Aquarion Water Company | 42.2211 | -71.768 | 498 | 6115752 | RECIRCULATING TOWER | BIOMASS | -nr- | -nr- | 6115752 | 0 | 610597 | Broad Meadow Brook |  |  | RECIRCULATING TOWER | 2015 | 510.22 | 2000 | 2020 | continuous years
50879 | Wheelabrator Frackville Energy | Schuylkill | PA | Mine Pool | 40.7825 | -76.1756 | 1498 | 4779929 | RECIRCULATING TOWER | COAL | -nr- | -nr- | 4779929 | 0 |  |  |  |  | RECIRCULATING TOWER | 2015 | 1496.69 | 2000 | 2020 | continuous years
50880 | Wheelabrator Saugus | Essex | MA | Saugus River | 42.447 | -70.9806 | 15 | 5863823 | ONCE-THROUGH FRESH | BIOMASS | SW | -nr- | 5870463 | checked |  |  |  | KDS - comid ok | ONCE-THROUGH FRESH | 2015 | 14.28 | 2000 | 2020 | continuous years
50881 | Wheelabrator Shasta | Shasta | CA | Wells | 40.4282 | -122.2789 | 485 | 2496038 | RECIRCULATING TOWER | BIOMASS | GW | -nr- | 2496038 | 0 | 218255 | Anderson Creek |  |  | RECIRCULATING TOWER | 2015 | 486.39 | 2000 | 2020 | continuous years
50882 | Wheelabrator Westchester | Westchester | NY | Hudson River | 41.2771 | -73.9426 | 21 | 6228994 | ONCE-THROUGH FRESH | BIOMASS | SW | FR | 6228994 | 0 | 948438 | Dickey Brook |  | KDS - comid ok | ONCE-THROUGH FRESH | 2015 | 21.21 | 2000 | 2020 | continuous years
50883 | Wheelabrator Bridgeport | Fairfield | CT | Municipality | 41.1625 | -73.2085 | 50 | 7734269 | RECIRCULATING TOWER | BIOMASS | -nr- | -nr- | 7734269 | 0 |  |  |  |  | RECIRCULATING TOWER | 2015 | 9.33 | 2000 | 2020 | continuous years
50884 | Pinellas County Resource Recovery | Pinellas | FL | Bridgeway Acres Landfill Pond | 27.8729 | -82.6741 | 8 | 16918160 | RECIRCULATING TOWER | BIOMASS | -nr- | -nr- | 16918160 | 0 |  |  |  |  | RECIRCULATING TOWER | 2015 | 7.6 | 2000 | 2020 | missing 1 years
50885 | Wheelabrator Gloucester LP | Gloucester | NJ | Delaware River | 39.8733 | -75.1381 | 14 | 4494824 | RECIRCULATING TOWER | BIOMASS | SW | FR | 4494824 | 0 |  |  |  |  | RECIRCULATING TOWER | 2015 | 14.49 | 2000 | 2020 | continuous years
50886 | Spokane Waste to Energy | Spokane | WA | Municipality | 47.6262 | -117.5037 | 2332 | 23027032 | COMPLEX | BIOMASS | -nr- | -nr- | 23019030 | checked |  |  |  |  | COMPLEX | 2015 | 2326.79 | 2000 | 2020 | continuous years
50887 | Wheelabrator South Broward | Broward | FL | Municipality | 26.0687 | -80.1986 | 6 | 0 | ONCE-THROUGH SALINE | BIOMASS | -nr- | -nr- | 79368 | checked | 281280 | Dania Cut-Off Canal |  | 79368 | ONCE-THROUGH SALINE | 2015 | 5.34 | 2000 | 2020 | continuous years
50888 | Northampton Generating Company LP | Northampton | PA | Lehigh River | 40.6917 | -75.4792 | 335 | 4187999 | RECIRCULATING TOWER | COMPLEX | SW | FR | 4187999 | 0 | 1200136 | Hokendauqua Creek |  |  | RECIRCULATING TOWER | 2015 | 333.19 | 2000 | 2020 | continuous years
50949 | Hardee Power Station | Hardee | FL | Cooling Water Reservior | 27.6367 | -81.9634 | 116 | 16802033 | RECIRCULATING POND | NGCC | SW | FR | 16801891 | checked, adjacent to EIA_Plant = 7380, Midulla Generating Station |  |  |  | KDS - comid acceptable; should be adjacent water body but water body does not have a comid assigned (just reach code) | RECIRCULATING POND | 2015 | 115.44 | 2000 | 2020 | continuous years
50951 | Sunnyside Cogen Associates | Carbon | UT | Grassy Trail Creek | 39.5462 | -110.3911 | 6494 | 3909955 | RECIRCULATING TOWER | COAL | SW | FR | 3908507 | checked | 1425009 | Grassy Trail Creek |  |  | RECIRCULATING TOWER | 2015 | 6484.9 | 2000 | 2020 | continuous years
50966 | Bellmeade Power Station | Richmond City | VA | Municipality | 37.4963 | -77.432 | 54 | 10065791 | RECIRCULATING TOWER | NGCC | OT | OT | 10065791 | 0 | 1478667 | Goode Creek |  |  | RECIRCULATING TOWER | 2015 | 55.15 | 2003 | 2018 | continuous years
50974 | Scrubgrass Generating Company LP | Venango | PA | Allegheny River | 41.2697 | -79.8125 | 1396 | 10222260 | RECIRCULATING TOWER | COAL | SW | FR | 10222260 | 0 | 1209386 | Allegheny River |  |  | RECIRCULATING TOWER | 2015 | 1393.08 | 2000 | 2020 | continuous years
50976 | Indiantown Cogeneration LP | Martin | FL | Taylor Creek | 27.0389 | -80.5125 | 32 | 16715620 | RECIRCULATING TOWER | COAL | SW | FR | 54396 | checked |  | trib to St. Lucie Canal |  |  | RECIRCULATING TOWER | 2015 | 31.5 | 2000 | 2018 | continuous years
50978 | Carr Street Generating Station | Onondaga | NY | OCWA | 43.0613 | -76.0824 | 410 | 21974385 | RECIRCULATING TOWER | NGCC | -nr- | -nr- | 21974385 | 0 | 965698 | South Branch Ley Creek |  |  | RECIRCULATING TOWER | 2015 | 409.52 | 2000 | 2020 | continuous years
51026 | Ryegate Power Station | Caledonia | VT | Connecticut River | 44.213 | -72.057 | 496 | 4595063 | RECIRCULATING TOWER | BIOMASS | SW | FR | 4595063 | 0 | 206425 | Connecticut River |  |  | RECIRCULATING TOWER | 2015 | 500.29 | 2000 | 2020 | continuous years
51030 | Ocean State Power | Providence | RI | Blackstone River | 42.0096 | -71.6681 | 526 | 6116362 | RECIRCULATING TOWER | NGCC | SW | -nr- | 6116362 | 0 |  |  |  |  | RECIRCULATING TOWER | 2015 | 528.63 | 2000 | 2020 | continuous years
52007 | Mecklenburg Power Station | Mecklenburg | VA | John H Kerr Reservoir | 36.6001 | -78.5301 | 350 | 8652876 | RECIRCULATING TOWER | COAL | OT | OT | 8652876 | 0 | 1469377 | Lick Branch |  |  | RECIRCULATING TOWER | 2015 | 348.58 | 2000 | 2018 | missing 1 years
52010 | Lee County Solid Waste Energy | Lee | FL | City Of Ft Myers | 26.6319 | -81.761 | 19 | 10244355 | RECIRCULATING TOWER | BIOMASS | -nr- | -nr- | 10244409 | checked |  |  |  |  | RECIRCULATING TOWER | 2015 | 23.84 | 2000 | 2020 | continuous years
52056 | Nassau Energy Corp | NASSAU | NY | Municipality | 40.7383 | -73.5904 | 93 | 9498466 | RECIRCULATING TOWER | NGCC | -nr- | -nr- | 9498466 | 0 | 949168 | East Meadow Brook |  |  | RECIRCULATING TOWER | 2015 | 97.36 | 2000 | 2020 | continuous years
52071 | Sandow No 5 | Milam | TX | Alcoa Lake Treatment System | 30.5681 | -97.0614 | 465 | 0 | COMPLEX | COAL | SW | FR | 5566545 | checked | 1350957 | Alcoa Lake |  |  | COMPLEX | 2015 | 466.41 | 2000 | 2018 | missing 10 years
52088 | Texas City Power Plant | Galveston | TX | Brazos River | 29.3778 | -94.9431 | 12 | 1563918 | RECIRCULATING TOWER | NGCC | SW | FR | 1563934 | checked |  |  |  |  | RECIRCULATING TOWER | 2015 | 13.09 | 2000 | 2020 | continuous years
52118 | Multitrade of Pittsylvania LP | Pittsylvania | VA | Roanoke River | 37.1046 | -79.2773 | 670 | 8626289 | RECIRCULATING TOWER | BIOMASS | SW | FR | 8626289 | 0 | 1502110 | Roanoke River |  |  | RECIRCULATING TOWER | 2015 | 671.12 | 2000 | 2018 | missing 1 years
52176 | C R Wing Cogen Plant | Howard | TX | Colo.River Municipal Water Dis | 32.2722 | -101.4222 | 2484 | 5714797 | RECIRCULATING TOWER | NGCC | -nr- | -nr- | 5714797 | 0 |  |  |  |  | RECIRCULATING TOWER | 2015 | 2481.42 | 2000 | 2020 | continuous years
54015 | MM West Covina | Los Angeles | CA | Municipality | 34.0333 | -117.9059 | 582 | 22523217 | RECIRCULATING TOWER | GAS STEAM | -nr- | -nr- | 22523217 | 0 | 247814 | Puente Creek |  |  | RECIRCULATING TOWER | 2015 | 633.35 | 2000 | 2020 | missing 2 years
54033 | Wheelabrator North Broward | Broward | FL | Municipality | 26.2877 | -80.1585 | 10 | 79480 | RECIRCULATING TOWER | BIOMASS | -nr- | -nr- | 76868 | checked |  |  |  |  | RECIRCULATING TOWER | 2015 | 17.31 | 2000 | 2015 | continuous years
54034 | Rensselaer Cogen | RENSSELAER | NY | Rensselaer Municipal Water | 42.6253 | -73.75 | 19 | 6186216 | RECIRCULATING TOWER | NGCC | -nr- | -nr- | 6186216 | 0 | 970226 | Hudson River |  |  | RECIRCULATING TOWER | 2015 | 18.99 | 2000 | 2020 | continuous years
54035 | Roanoke Valley Energy Facility I | Halifax | NC | Municipality | 36.4364 | -77.6167 | 95 | 10449940 | RECIRCULATING TOWER | COAL | -nr- | -nr- | 10449940 | 0 |  |  |  |  | RECIRCULATING TOWER | 2015 | 93.76 | 2000 | 2017 | continuous years
54041 | Lockport Energy Associates LP | Niagara | NY | Municipality | 43.1622 | -78.7448 | 625 | 15560659 | RECIRCULATING TOWER | NGCC | -nr- | -nr- | 15560659 | 0 |  |  |  |  | RECIRCULATING TOWER | 2015 | 624.49 | 2000 | 2020 | continuous years
54056 | Pawtucket Power Associates | Providence | RI | Municipality | 41.8613 | -71.407 | 48 | 6128531 | RECIRCULATING TOWER | COMPLEX | -nr- | -nr- | 6128531 | 0 |  |  |  |  | RECIRCULATING TOWER | 2015 | 54.8 | 2000 | 2020 | missing 1 years
54076 | Indeck Olean Energy Center | Cattaraugus | NY | Wells | 42.0856 | -78.4545 | 1421 | 8969336 | RECIRCULATING TOWER | NGCC | GW | FR | 8969336 | 0 | 968087 | Twomile Creek |  |  | RECIRCULATING TOWER | 2015 | 1419.48 | 2000 | 2020 | continuous years
54081 | Spruance Genco LLC | Richmond City | VA | James River | 37.4552 | -77.4302 | 52 | 10067283 | RECIRCULATING TOWER | COAL | SW | FR | 10067283 | checked |  |  |  |  | RECIRCULATING TOWER | 2015 | 49.33 | 2000 | 2020 | continuous years
54114 | Kennedy International Airport Cogen | Queens | NY | Municipality | 40.6471 | -73.7848 | 14 | 9499736 | RECIRCULATING TOWER | NGCC | -nr- | -nr- | 9500622 | checked |  |  |  |  | RECIRCULATING TOWER | 2015 | 13.66 | 2000 | 2020 | continuous years
54131 | Fortistar North Tonawanda | Niagara | NY | Municipality | 43.0483 | -78.8535 | 575 | 15567613 | RECIRCULATING TOWER | NGCC | -nr- | -nr- | 15567613 | 0 |  |  |  |  | RECIRCULATING TOWER | 2015 | 574.64 | 2000 | 2020 | continuous years
54238 | Stockton Biomass | San Joaquin | CA | California Water Service | 37.9436 | -121.3304 | 6 | 0 | RECIRCULATING TOWER | BIOMASS | -nr- | -nr- | 1897336 | checked | 273488 | San Joaquin River |  |  | RECIRCULATING TOWER | 2015 | 9.79 | 2000 | 2020 | missing 3 years
54271 | Saguaro Power | Clark | NV | Olin Chlor Alkali | 36.0417 | -115.0117 | 1813 | 22070052 | RECIRCULATING TOWER | NGCC | -nr- | -nr- | 22070176 | checked |  |  |  |  | RECIRCULATING TOWER | 2015 | 1811.14 | 2000 | 2020 | continuous years
54304 | Birchwood Power | King George | VA | Rappahannock River | 38.2665 | -77.3143 | 105 | 8476186 | RECIRCULATING TOWER | COAL | SW | SA | 8476186 | 0 |  |  |  |  | RECIRCULATING TOWER | 2015 | 97.23 | 2000 | 2020 | continuous years
54324 | Ocean State Power II | Providence | RI | Blackstone River | 42.0104 | -71.6692 | 529 | 6116380 | RECIRCULATING TOWER | NGCC | SW | -nr- | 6116362 | checked |  |  |  |  | RECIRCULATING TOWER | 2015 | 529.41 | 2000 | 2020 | continuous years
54349 | Nevada Cogen Associates 2 Black Mountain | Clark | NV | Well | 36.2246 | -114.8789 | 1847 | 20679121 | RECIRCULATING TOWER | NGCC | GW | -nr- | 20679617 | checked |  |  |  |  | RECIRCULATING TOWER | 2015 | 1845.64 | 2000 | 2020 | continuous years
54350 | Nevada Cogen Assoc#1 GarnetVly | Clark | NV | Wells | 36.3432 | -114.9207 | 2414 | 20625632 | RECIRCULATING TOWER | NGCC | GW | -nr- | 20625632 | 0 |  |  |  |  | RECIRCULATING TOWER | 2015 | 2413.05 | 2000 | 2020 | continuous years
54365 | Orange Cogeneration Facility | Polk | FL | Wells | 27.8705 | -81.8248 | 126 | 16802921 | RECIRCULATING TOWER | NGCC | GW | FR | 16802921 | 0 |  |  |  |  | RECIRCULATING TOWER | 2015 | 125.63 | 2000 | 2020 | continuous years
54415 | Cadillac Renewable Energy | Wexford | MI | City Of Cadillac Well | 44.2619 | -85.4358 | 1300 | 12130204 | RECIRCULATING TOWER | BIOMASS | -nr- | -nr- | 12130760 | checked |  |  |  |  | RECIRCULATING TOWER | 2015 | 1302.05 | 2000 | 2020 | continuous years
54424 | Quantum Pasco Power LP | Pasco | FL | Well | 28.3752 | -82.1888 | 82 | 16955648 | RECIRCULATING TOWER | NGCC | GW | -nr- | 16955702 | checked |  |  |  |  | RECIRCULATING TOWER | 2015 | 82.69 | 2000 | 2018 | continuous years
54426 | Mulberry Cogeneration Facility | Polk | FL | Wells | 27.8489 | -81.8775 | 147 | 16802921 | RECIRCULATING TOWER | NGCC | GW | FR | 16802921 | checked |  | Peace River |  |  | RECIRCULATING TOWER | 2015 | 146.83 | 2000 | 2020 | continuous years
54466 | Orlando Cogen LP | Orange | FL | Municipality | 28.4422 | -81.4129 | 95 | 21476176 | RECIRCULATING TOWER | NGCC | GW | FR | 21476176 | 0 |  |  |  |  | RECIRCULATING TOWER | 2015 | 94.99 | 2001 | 2020 | missing 1 years
54476 | Sumas Power Plant | Whatcom | WA | Municipality | 48.9903 | -122.2736 | 51 | 23952588 | RECIRCULATING TOWER | NGCC | -nr- | -nr- | 23952588 | 0 | 1521435 | Johnson Creek |  |  | RECIRCULATING TOWER | 2015 | 51.58 | 2000 | 2020 | continuous years
54526 | ReEnergy Lyonsdale Biomass | Lewis | NY | Moose River | 43.6177 | -75.3057 | 1088 | 15515168 | RECIRCULATING TOWER | BIOMASS | SW | FR | 15515168 | checked | 957636 | Moose River |  |  | RECIRCULATING TOWER | 2015 | 1086.28 | 2000 | 2017 | continuous years
54529 | Wheelabrator Ridge Energy | Polk | FL | Wells | 28.0273 | -81.8475 | 112 | 16794845 | RECIRCULATING TOWER | BIOMASS | GW | FR | 16794845 | checked | 290111 | Saddle Creek |  |  | RECIRCULATING TOWER | 2015 | 112.16 | 2000 | 2019 | continuous years
54537 | Ferndale Generating Station | Whatcom | WA | Nooksack River | 48.8288 | -122.6865 | 192 | 24534702 | RECIRCULATING TOWER | NGCC | SW | -nr- | 24534702 | 0 |  |  |  |  | RECIRCULATING TOWER | 2015 | 193.83 | 2000 | 2020 | continuous years
54547 | Sithe Independence Station | Oswego | NY | Municipality | 43.4962 | -76.4516 | 270 | 21625985 | RECIRCULATING TOWER | NGCC | SW | FR | 21625985 | [5 empty] | RECIRCULATING TOWER | 2015 | 277.04 | 2000 | 2020 | continuous years
54561 | Jefferson Smurfit Santa Clara Mill | SANTA CLARA | CA | Wells | 37.368 | -121.9437 | 45 | 17694137 | RECIRCULATING TOWER | NGCC | GW | -nr- | 17694137 | 0 | 253220 | Guadalupe River |  |  | RECIRCULATING TOWER | 2015 | 42.42 | 2000 | 2017 | continuous years
54579 | Rupert Cogen Project | Minidoka | ID | Wells | 42.6056 | -113.6839 | 4161 | 23162753 | RECIRCULATING TOWER | NGCC | GW | -nr- | 23162797 | checked | 1533479 | Snake River |  |  | RECIRCULATING TOWER | 2015 | 4157.05 | 2001 | 2016 | continuous years
54586 | Tanner Street Generation | Middlesex | MA | Municipality | 42.6321 | -71.3132 | 108 | 0 | COMPLEX | NGCC | -nr- | -nr- | 6771077 | checked | 611862 | River Meadow Brook |  |  | COMPLEX | 2015 | 105.08 | 2000 | 2020 | missing 6 years
54592 | Massena Energy Facility | St Lawrence | NY | St. Lawarence River | 44.9515 | -74.8933 | 256 | 15475681 | RECIRCULATING TOWER | NGCC | SW | FR | 15475697 | checked | 977224 | Grass River |  |  | RECIRCULATING TOWER | 2015 | 255.47 | 2000 | 2020 | continuous years
54593 | Batavia Power Plant | Genesee | NY | Wells | 42.9825 | -78.1591 | 896 | 15568781 | RECIRCULATING TOWER | NGCC | GW | FR | 15569721 | checked |  |  |  |  | RECIRCULATING TOWER | 2015 | 894.41 | 2000 | 2020 | missing 2 years
54626 | Mt Poso Cogeneration | Kern | CA | Wells | 35.5764 | -119.0063 | 1071 | 17164008 | RECIRCULATING TOWER | BIOMASS | GW | -nr- | 17164008 | 0 |  |  |  |  | RECIRCULATING TOWER | 2015 | 1069.18 | 2000 | 2020 | continuous years
54627 | Okeelanta Cogeneration | Palm Beach | FL | Canal (Lake Okeechobee) | 26.5769 | -80.7474 | 11 | 89748 | RECIRCULATING TOWER | COMPLEX | SW | FR | 16742621 | checked | 307537 | trib to Miami Canal |  |  | RECIRCULATING TOWER | 2015 | 14.8 | 2000 | 2020 | missing 1 years
54634 | St Nicholas Cogen Project | Schuylkill | PA | Municipality | 40.8223 | -76.1733 | 1417 | 4517542 | RECIRCULATING TOWER | COAL | -nr- | -nr- | 4517542 | 0 |  |  |  |  | RECIRCULATING TOWER | 2015 | 1381.37 | 2000 | 2020 | continuous years
54640 | NAEA Lakewood LLC | Ocean | NJ | Wells | 40.0612 | -74.168 | 37 | 9442185 | RECIRCULATING TOWER | NGCC | GW | FR | 9442185 | 0 |  |  |  |  | RECIRCULATING TOWER | 2015 | 36.84 | 2000 | 2020 | continuous years
54646 | Kalaeloa Cogen Plant | Honolulu | HI | Wells | 21.3013 | -158.0964 | 10 | 21576467 | RECIRCULATING TOWER | OIL CC | GW | -nr- | 2666869 | 1 |  | Pacific Ocean |  |  | RECIRCULATING TOWER | 2015 | 10.81 | 2000 | 2020 | continuous years
54676 | Oyster Creek Unit VIII | Brazoria | TX | Brazos River (Dow Chemical) | 28.98 | -95.3425 | 5 | 1576370 | RECIRCULATING TOWER | NGCC | SW | FR | 1576370 | checked |  |  |  |  | RECIRCULATING TOWER | 2015 | 5.09 | 2000 | 2020 | continuous years
54693 | York Generation Company LLC | York | PA | Municipality | 39.9844 | -76.678 | 431 | 4724379 | RECIRCULATING TOWER | NGCC | -nr- | -nr- | 4724379 | 0 |  |  |  |  | RECIRCULATING TOWER | 2015 | 423.34 | 2000 | 2020 | continuous years
54694 | Yuma Cogeneration Associates | Yuma | AZ | Municipality | 32.7288 | -114.6538 | 130 | 21412723 | RECIRCULATING TOWER | NGCC | -nr- | -nr- | 21412723 | 0 | 45730 | Colorado River |  |  | RECIRCULATING TOWER | 2015 | 130.11 | 2000 | 2020 | continuous years
54746 | Wheelabrator Falls | Bucks | PA | Municipality | 40.1628 | -74.7678 | 19 | 4481827 | RECIRCULATING TOWER | BIOMASS | -nr- | -nr- | 4481931 | checked |  |  |  |  | RECIRCULATING TOWER | 2015 | 14.23 | 2000 | 2020 | continuous years
54749 | Goal Line LP | San Diego | CA | Municipality | 33.1185 | -117.0993 | 634 | 20341947 | RECIRCULATING TOWER | NGCC | -nr- | -nr- | 20341947 | 0 | 271075 | Escondido Creek |  |  | RECIRCULATING TOWER | 2015 | 638.49 | 2000 | 2020 | continuous years
54751 | Genesee Power Station LP | Genesee | MI | Wells | 43.0851 | -83.6696 | 754 | 13015929 | RECIRCULATING TOWER | BIOMASS | GW | -nr- | 13015929 | 0 |  |  |  |  | RECIRCULATING TOWER | 2015 | 753.87 | 2000 | 2020 | continuous years
54755 | Roanoke Valley Energy Facility II | Halifax | NC | Municipality | 36.435 | -77.6178 | 99 | 10449940 | RECIRCULATING TOWER | COMPLEX | -nr- | -nr- | 10449940 | 0 |  |  |  |  | RECIRCULATING TOWER | 2015 | 100.07 | 2000 | 2017 | continuous years
54758 | Wheelabrator Lisbon | New London | CT | Norwich DPUC & Onsite Wells | 41.5844 | -72.0414 | 112 | 6163249 | RECIRCULATING TOWER | BIOMASS | -nr- | -nr- | 6163249 | 0 | 210826 | Shetucket River |  |  | RECIRCULATING TOWER | 2015 | 118.95 | 2000 | 2020 | continuous years
54761 | Hermiston Generating Plant | Umatilla | OR | Columbia River | 45.8037 | -119.3694 | 562 | 23647740 | RECIRCULATING TOWER | NGCC | SW | FR | 23647740 | 0 | 1157874 | Umatilla River |  |  | RECIRCULATING TOWER | 2015 | 562.25 | 2000 | 2020 | continuous years
54785 | Grays Ferry Cogeneration | Philadelphia | PA | Sch. River | 39.9423 | -75.189 | 19 | 4784835 | ONCE-THROUGH FRESH | NGCC | SW | FR | 4784835 | 0 | 1193302 | Schuylkill River |  | KDS - comid ok | ONCE-THROUGH FRESH | 2015 | 18.87 | 2000 | 2020 | missing 1 years
54805 | Milford Power LP | Worcester | MA | Wastewater Treatment Plant | 42.1292 | -71.5116 | 257 | 5867599 | RECIRCULATING TOWER | NGCC | -nr- | -nr- | 5866929 | checked |  |  |  |  | RECIRCULATING TOWER | 2015 | 253.19 | 2000 | 2020 | continuous years
54817 | Johnson County | Johnson | TX | Municipality | 32.399 | -97.4085 | 850 | 5511892 | RECIRCULATING TOWER | NGCC | OT | FR | 5511892 | 0 | 1349684 | West Buffalo Creek |  |  | RECIRCULATING TOWER | 2015 | 848.46 | 2000 | 2020 | continuous years
54832 | Brandywine Power Facility | Prince Georges | MD | Wastewater Treatmnt Plant | 38.6682 | -76.8676 | 213 | 4528133 | RECIRCULATING TOWER | NGCC | -nr- | -nr- | 4528133 | 0 | 598173 | Timothy Branch |  |  | RECIRCULATING TOWER | 2015 | 216.06 | 2000 | 2020 | continuous years
54914 | Brooklyn Navy Yard Cogeneration | Kings | NY | East River | 40.6992 | -73.9762 | 7 | 26408400 | ONCE-THROUGH SALINE | NGCC | SW | SA | 26408400 | 0 |  |  |  | KDS - comid ok | ONCE-THROUGH SALINE | 2015 | 7.68 | 2000 | 2020 | continuous years
54915 | Michigan Power LP | Mason | MI | Pere Marquette River | 43.9402 | -86.424 | 633 | 8992070 | RECIRCULATING TOWER | NGCC | SW | FR | 8992072 | checked | 1621211 | Pere Marquette River |  |  | RECIRCULATING TOWER | 2015 | 634.79 | 2000 | 2020 | continuous years
54945 | CT Resource Rec Authority Facility | Hartford | CT | Connecticut River | 41.7477 | -72.6506 | 29 | 7701054 | ONCE-THROUGH FRESH | BIOMASS | SW | -nr- | 7701054 | 0 | 206425 | Connecticut River |  | KDS - comid ok | ONCE-THROUGH FRESH | 2015 | 17.9 | 2000 | 2020 | continuous years
54974 | Sauder Power Plant | Fulton | OH | Municipality | 41.5158 | -84.2935 | 736 | 15662026 | RECIRCULATING TOWER | BIOMASS | -nr- | -nr- | 15662026 | 0 | 1038411 | Brush Creek |  |  | RECIRCULATING TOWER | 2015 | 734.86 | 2000 | 2020 | continuous years
55010 | LSP-Cottage Grove LP | Washington | MN | Steam Host's Well | 44.7956 | -92.9108 | 812 | 1101338 | RECIRCULATING TOWER | NGCC | OT | OT | 1101338 | 0 |  |  |  |  | RECIRCULATING TOWER | 2015 | 804.77 | 2000 | 2020 | continuous years
55011 | LSP-Whitewater LP | Jefferson | WI | Municipality | 42.8551 | -88.7299 | 810 | 13295394 | RECIRCULATING TOWER | NGCC | GW | FR | 13295382 | checked |  |  |  |  | RECIRCULATING TOWER | 2015 | 820.24 | 2000 | 2020 | continuous years
55040 | Mid-Georgia Cogeneration Facility | Houston | GA | Municipality | 32.4849 | -83.6035 | 317 | 6363364 | RECIRCULATING TOWER | NGCC | -nr- | -nr- | 6363364 | checked |  |  |  |  | RECIRCULATING TOWER | 2015 | 319.53 | 2000 | 2020 | continuous years
55041 | Berkshire Power | Hampden | MA | Municipality | 42.0481 | -72.6481 | 180 | 7698148 | RECIRCULATING TOWER | NGCC | SW | FR | 7698148 | 0 |  |  |  |  | RECIRCULATING TOWER | 2015 | 181.47 | 2000 | 2020 | continuous years
55042 | Bridgeport Energy Project | Fairfield | CT | Bridgeport Harbor | 41.1709 | -73.1839 | 0 | 7734269 | ONCE-THROUGH SALINE | NGCC | SW | SA | 7734269 | 0 |  |  |  | 7734269 | ONCE-THROUGH SALINE | 2015 | 10.43 | 2000 | 2020 | continuous years
55043 | Cherokee County Cogen | Cherokee | SC | Municipality | 35.072 | -81.6135 | 685 | 12035061 | RECIRCULATING TOWER | NGCC | -nr- | -nr- | 12035061 | 0 | 1250066 | Peoples Creek |  |  | RECIRCULATING TOWER | 2015 | 685.17 | 2000 | 2020 | continuous years
55047 | Pasadena Cogeneration | Harris | TX | Coastal Ind. Water Authority | 29.7233 | -95.1769 | 25 | 1440511 | RECIRCULATING TOWER | NGCC | SW | FR | 1440511 | 0 | 1372802 | Buffalo Bayou |  |  | RECIRCULATING TOWER | 2015 | 25.5 | 2000 | 2020 | continuous years
55062 | Tenaska Frontier Generation Station | Grimes | TX | Municipallity | 30.5932 | -95.9181 | 363 | 1465960 | RECIRCULATING TOWER | NGCC | SW | FR | 1465960 | 0 |  |  |  |  | RECIRCULATING TOWER | 2015 | 364.68 | 2000 | 2020 | missing 2 years
55063 | Batesville Generation Facility | Panola | MS | Enid Lake | 34.3342 | -89.9267 | 215 | 15290460 | RECIRCULATING TOWER | NGCC | SW | FR | 15290460 | checked |  |  |  |  | RECIRCULATING TOWER | 2015 | 224.74 | 2000 | 2020 | continuous years
55065 | Mustang Station | Yoakum | TX | Wells | 32.9727 | -102.7418 | 3504 | 5682745 | RECIRCULATING TOWER | NGCC | GW | FR | 5682745 | 0 |  |  |  |  | RECIRCULATING TOWER | 2015 | 3500.67 | 2000 | 2020 | continuous years
55068 | Maine Independence Station | Penobscot | ME | Penobscot River | 44.8237 | -68.71 | 55 | 1736868 | RECIRCULATING TOWER | NGCC | SW | SA | 1736868 | 0 | 573182 | Penobscot River |  |  | RECIRCULATING TOWER | 2015 | 59.87 | 2000 | 2020 | continuous years
55075 | Pine Bluff Energy Center | Jefferson | AR | Wells | 34.2181 | -91.9025 | 205 | 19466969 | RECIRCULATING TOWER | NGCC | GW | -nr- | 22850073 | checked | 78956 | Arkansas River |  |  | RECIRCULATING TOWER | 2015 | 204.45 | 2001 | 2020 | continuous years
55076 | Red Hills Generating Facility | Choctaw | MS | Wells | 33.3762 | -89.2182 | 580 | 15778976 | RECIRCULATING TOWER | COAL | GW | SA | 15778976 | 0 |  |  |  |  | RECIRCULATING TOWER | 2015 | 556.66 | 2002 | 2020 | continuous years
55079 | Millennium Power | Worcester | MA | Southbridge WWTF | 42.1124 | -72.0152 | 610 | 6146869 | RECIRCULATING TOWER | NGCC | PD | BE | 6146869 | 0 | 610031 | Cady Brook |  |  | RECIRCULATING TOWER | 2015 | 613.22 | 2000 | 2020 | continuous years
55086 | Gregory Power Facility | San Patricio | TX | San Patricio Municipality | 27.8881 | -97.2572 | 25 | 1432761 | RECIRCULATING TOWER | NGCC | SW | FR | 1432761 | 0 |  |  |  |  | RECIRCULATING TOWER | 2015 | 19.7 | 2000 | 2020 | continuous years
55087 | Zeeland Generating Station | Ottawa | MI | Municipality | 42.8204 | -85.9982 | 670 | 9017489 | RECIRCULATING TOWER | NGCC | GW | FR | 9017257 | checked |  |  |  |  | RECIRCULATING TOWER | 2015 | 659.37 | 2001 | 2020 | continuous years
55088 | Dearborn Industrial Generation | Wayne | MI | Detroit River | 42.3053 | -83.1593 | 584 | 10850388 | ONCE-THROUGH FRESH | GAS STEAM | SW | FR | 10850388 | 0 | 635966 | River Rouge | 13226494 | KDS - comid acceptable but comid 13226494 (water body) is techinically more correct. | ONCE-THROUGH FRESH | 2015 | 584.68 | 2000 | 2020 | continuous years
55090 | Plummer Cogen | Benewah | ID | Wells | 47.3296 | -116.8918 | 2725 | 23005183 | RECIRCULATING TOWER | BIOMASS | GW | -nr- | 23005183 | 0 |  |  |  |  | RECIRCULATING TOWER | 2015 | 2722.63 | 2000 | 2020 | missing 1 years
55096 | Portside Energy | PORTER | IN | Lake Michigan | 41.6317 | -87.1728 | 605 | 3398586 | ONCE-THROUGH FRESH | NGCC | SW | -nr- | 3398586 | 0 |  |  |  | KDS - comid ok | ONCE-THROUGH FRESH | 2015 | 602.4 | 2000 | 2020 | continuous years
55097 | Lamar Power Project | Lamar | TX | Lake Pat Mayse | 33.6314 | -95.5895 | 540 | 4298571 | RECIRCULATING TOWER | NGCC | SW | FR | 4298581 | checked |  |  |  |  | RECIRCULATING TOWER | 2015 | 542.74 | 2000 | 2020 | continuous years
55098 | Frontera Energy Center | Hidalgo | TX | Rio Grande | 26.2078 | -98.399 | 115 | 204083 | RECIRCULATING TOWER | NGCC | SW | FR | 204083 | 0 |  |  |  |  | RECIRCULATING TOWER | 2015 | 115.65 | 2000 | 2016 | continuous years
55100 | Rumford Power, Inc | Oxford | ME | Municipality | 44.5308 | -70.5218 | 613 | 6710327 | COMPLEX | NGCC | -nr- | -nr- | 6710327 | 0 | 580918 | Androscoggin River |  |  | COMPLEX | 2015 | 615.85 | 2000 | 2020 | continuous years
55103 | Klamath Cogeneration Plant | Klamath | OR | Municipality | 42.1739 | -121.8112 | 4156 | 2553655 | RECIRCULATING TOWER | NGCC | -nr- | -nr- | 2553655 | 0 | 266887 | Klamath River |  |  | RECIRCULATING TOWER | 2015 | 4140.71 | 2001 | 2020 | continuous years
55104 | Sabine Cogen | Orange | TX | Sabine River | 30.0548 | -93.7529 | 7 | 8332584 | COMPLEX | NGCC | SW | -nr- | 8336338 | checked | 555872 | Sabine River |  |  | COMPLEX | 2015 | 8.91 | 2000 | 2020 | continuous years
55107 | Rhode Island State Energy Center | Providence | RI | Municipality | 41.8025 | -71.5182 | 360 | 6130229 | RECIRCULATING TOWER | NGCC | PD | BE | 6130229 | 0 |  |  |  |  | RECIRCULATING TOWER | 2015 | 334.69 | 2002 | 2020 | continuous years
55123 | Magic Valley Generating Station | Hidalgo | TX | Municipality | 26.3404 | -98.1905 | 90 | 207315 | RECIRCULATING TOWER | NGCC | PD | BE | 203611 | checked |  |  |  |  | RECIRCULATING TOWER | 2015 | 92.43 | 2001 | 2020 | continuous years
55124 | Griffith Energy LLC | Mohave | AZ | Wells | 35.0537 | -114.1337 | 2495 | 21427534 | RECIRCULATING TOWER | NGCC | GW | FR | 21427534 | 0 |  |  |  |  | RECIRCULATING TOWER | 2015 | 2483.16 | 2002 | 2020 | continuous years
55126 | Milford Power Project | New Haven | CT | Potable, Municipality | 41.2239 | -73.0996 | 52 | 7718534 | RECIRCULATING TOWER | NGCC | -nr- | -nr- | 7718534 | 0 | 212670 | Housatonic River |  |  | RECIRCULATING TOWER | 2015 | 61.14 | 2004 | 2020 | continuous years
55129 | Desert Basin | Pinal | AZ | Central Arizona Project Canal | 32.9038 | -111.7892 | 1370 | 15886270 | RECIRCULATING TOWER | NGCC | SW | FR | 15886270 | 0 | 24273 | North Branch Santa Cruz Wash |  |  | RECIRCULATING TOWER | 2015 | 1369.58 | 2001 | 2020 | continuous years
55131 | Kendall County Generation Facility | Kendall | IL | Illinois River | 41.4802 | -88.257 | 633 | 14788079 | RECIRCULATING TOWER | NGCC | SW | FR | 14788079 | 0 |  |  |  |  | RECIRCULATING TOWER | 2015 | 632.31 | 2002 | 2020 | continuous years
55132 | Tenaska Gateway Generating Station | Rusk | TX | Sabine River | 32.0176 | -94.6196 | 370 | 5279382 | RECIRCULATING TOWER | NGCC | SW | FR | 5279382 | 0 |  |  |  |  | RECIRCULATING TOWER | 2015 | 378.44 | 2001 | 2020 | continuous years
55137 | Rio Nogales Power Project | Guadalupe | TX | Municipality | 29.5933 | -97.9734 | 564 | 1620829 | RECIRCULATING TOWER | NGCC | PD | -nr- | 1620829 | checked | 1349414 | Walnut Branch |  |  | RECIRCULATING TOWER | 2015 | 563.3 | 2002 | 2020 | continuous years
55139 | Wolf Hollow I LP | Hood | TX | Lake Granbury | 32.3337 | -97.7316 | 780 | 5499450 | RECIRCULATING TOWER | NGCC | SW | FR | 5499450 | 0 | 1384148 | Brazos River |  |  | RECIRCULATING TOWER | 2015 | 790.04 | 2003 | 2020 | continuous years
55144 | Hays Energy Project | Hays | TX | GBRA/City of San Marcos | 29.7811 | -97.9898 | 624 | 1631641 | COMPLEX | NGCC | SW | SA | 1631641 | 0 |  |  |  |  | COMPLEX | 2015 | 622.66 | 2001 | 2020 | continuous years
55146 | Green Country Energy LLC | Tulsa | OK | Municipality | 35.9833 | -95.9343 | 605 | 371073 | RECIRCULATING TOWER | NGCC | -nr- | -nr- | 371073 | 0 | 78956 | Arkansas River |  |  | RECIRCULATING TOWER | 2015 | 603.78 | 2002 | 2020 | continuous years
55151 | La Paloma Generating LLC | Kern | CA | Municipality | 35.2952 | -119.5929 | 970 | 17169936 | RECIRCULATING TOWER | NGCC | -nr- | FR | 17169936 | 0 |  |  |  |  | RECIRCULATING TOWER | 2015 | 980.4 | 2003 | 2020 | continuous years
55153 | Guadalupe Generating Station | Guadalupe | TX | Lake Dunlap | 29.6229 | -98.1392 | 685 | 7850645 | RECIRCULATING TOWER | NGCC | SW | FR | 7850645 | 0 | 1346626 | Santa Clara Creek |  |  | RECIRCULATING TOWER | 2015 | 684.62 | 2000 | 2020 | continuous years
55154 | Lost Pines 1 Power Project | Bastrop | TX | Lake Bastrop | 30.1473 | -97.2704 | 490 | 5789910 | ONCE-THROUGH FRESH | NGCC | SW | FR | 5789910 | 0 |  |  |  | KDS - comid ok | ONCE-THROUGH FRESH | 2015 | 490.12 | 2001 | 2020 | continuous years
55168 | Bastrop Energy Center | Bastrop | TX | Colorado River | 30.1457 | -97.549 | 560 | 5789832 | RECIRCULATING TOWER | NGCC | SW | FR | 5789162 | checked |  |  |  |  | RECIRCULATING TOWER | 2015 | 553.85 | 2002 | 2020 | continuous years
55170 | Granite Ridge | Rockingham | NH | City of Manchester POTW | 42.9042 | -71.4253 | 300 | 6744026 | RECIRCULATING TOWER | NGCC | PD | BE | 6744026 | 0 |  |  |  |  | RECIRCULATING TOWER | 2015 | 318.79 | 2003 | 2020 | continuous years
55172 | Bosque County Peaking | Bosque | TX | Brazos River | 31.8593 | -97.3588 | 470 | 5513700 | RECIRCULATING TOWER | NGCC | SW | FR | 5513700 | 0 | 1384148 | Brazos River |  |  | RECIRCULATING TOWER | 2015 | 472.01 | 2000 | 2020 | continuous years
55173 | Acadia Energy Center | Acadia | LA | Wells | 30.4286 | -92.4117 | 40 | 15139755 | RECIRCULATING TOWER | NGCC | SW | FR | 15139755 | checked | 560020 | Bayou Mallet |  |  | RECIRCULATING TOWER | 2015 | 39.01 | 2002 | 2020 | continuous years
55176 | Eastman Cogeneration Facility | Harrison | TX | Ferguson Lake | 32.4481 | -94.6903 | 300 | 5278734 | RECIRCULATING TOWER | NGCC | SW | FR | 5278734 | checked | 555872 | Sabine River |  |  | RECIRCULATING TOWER | 2015 | 293.21 | 2002 | 2020 | missing 1 years
55177 | South Point Energy Center | Mohave | AZ | Colorado River | 34.8678 | -114.5323 | 458 | 21437981 | RECIRCULATING TOWER | NGCC | SW | FR | 21437981 | checked |  |  |  |  | RECIRCULATING TOWER | 2015 | 457.19 | 2001 | 2020 | missing 1 years
55178 | Dogwood Energy Facility | Cass | MO | Municipality | 38.7937 | -94.3008 | 950 | 2330395 | RECIRCULATING TOWER | NGCC | OT | FR | 2330369 | checked |  |  |  |  | RECIRCULATING TOWER | 2015 | 949.12 | 2001 | 2020 | continuous years
55179 | Rathdrum Power LLC | Kootenai | ID | Well | 47.7861 | -116.9213 | 2184 | 23015044 | RECIRCULATING TOWER | NGCC | GW | FR | 23015166 | checked | 389122 | Rathdrum Creek |  |  | RECIRCULATING TOWER | 2015 | 2183.14 | 2001 | 2020 | continuous years
55182 | Sunrise Power LLC | Kern | CA | Municipality | 35.2101 | -119.5843 | 1420 | 17170432 | RECIRCULATING TOWER | NGCC | GW | FR | 17170432 | 0 |  |  |  |  | RECIRCULATING TOWER | 2015 | 1423.83 | 2001 | 2020 | missing 1 years
55183 | Nelson Energy Center | Lee | IL | Rock River | 41.7744 | -89.6072 | 658 | 0 | RECIRCULATING TOWER | NGCC | SW | FR | 10606974 | checked | 419699 | Threemile Branch |  |  | RECIRCULATING TOWER | 2015 | 659.46 | 2015 | 2020 | continuous years
55187 | Channelview Cogeneration Plant | Harris | TX | Lyondell Bassel Chemicals | 29.8284 | -95.122 | 40 | 1438961 | RECIRCULATING TOWER | NGCC | OT | OT | 1438961 | 0 |  |  |  |  | RECIRCULATING TOWER | 2015 | 40.52 | 2001 | 2020 | continuous years
55188 | Cordova Energy | Rock Island | IL | Wells | 41.7126 | -90.2797 | 602 | 14803725 | RECIRCULATING TOWER | NGCC | GW | FR | 14804387 | checked | 1629903 | Mississippi River |  |  | RECIRCULATING TOWER | 2015 | 608.13 | 2001 | 2020 | continuous years
55193 | Ontelaunee Energy Center | Berks | PA | Reading Water Authority | 40.4219 | -75.9357 | 345 | 4782297 | RECIRCULATING TOWER | NGCC | OT | FR | 4780613 | checked | 1191498 | Willow Creek |  |  | RECIRCULATING TOWER | 2015 | 340.14 | 2004 | 2020 | continuous years
55197 | Caledonia | Lowndes | MS | Municipality | 33.6469 | -88.272 | 340 | 18647726 | RECIRCULATING TOWER | NGCC | PD | BE | 18647726 | 0 |  |  |  |  | RECIRCULATING TOWER | 2015 | 336.49 | 2003 | 2020 | continuous years
55200 | Arapahoe Combustion Turbine Project | Denver | CO | Denver Water Department | 39.669 | -105.0018 | 5270 | 194423 | RECIRCULATING TOWER | NGCC | -nr- | -nr- | 194423 | 0 | 201759 | South Platte River |  |  | RECIRCULATING TOWER | 2015 | 5264.21 | 2001 | 2020 | missing 5 years
55206 | Corpus Christi Energy Center | Nueces | TX | Corpus Christi Ship Channel | 27.8139 | -97.4283 | 20 | 1636635 | RECIRCULATING TOWER | NGCC | SW | SA | 1636635 | 0 |  |  |  |  | RECIRCULATING TOWER | 2015 | 22.18 | 2002 | 2020 | continuous years
55210 | Afton Generating Station | Dona Ana | NM | Wells | 32.1146 | -106.8461 | 4238 | 2538971 | COMPLEX | NGCC | GW | FR | 2538637 | checked |  |  |  |  | COMPLEX | 2015 | 4234.14 | 2004 | 2020 | continuous years
55215 | Odessa Ector Generating Station | Ector | TX | Wells | 31.8389 | -102.3261 | 2872 | 5689876 | RECIRCULATING TOWER | NGCC | GW | FR | 5690204 | checked |  |  |  |  | RECIRCULATING TOWER | 2015 | 2870.16 | 2001 | 2020 | continuous years
55216 | Morris Cogeneration LLC | Grundy | IL | Wells | 41.4128 | -88.3318 | 530 | 14779268 | RECIRCULATING TOWER | NGCC | GW | -nr- | 14779258 | checked |  | trib to Aux Sable Creek |  |  | RECIRCULATING TOWER | 2015 | 525.93 | 2000 | 2020 | continuous years
55217 | Los Medanos Energy Center | Contra Costa | CA | Delta Diablo Sanitation Dist | 38.03 | -121.8728 | 15 | 2788471 | RECIRCULATING TOWER | NGCC | PD | BE | 2788471 | 0 | 234362 | New York Slough |  |  | RECIRCULATING TOWER | 2015 | 14.44 | 2002 | 2020 | continuous years
55218 | Hinds Energy Facility | Hinds | MS | Wells | 32.3787 | -90.2198 | 340 | 15756512 | RECIRCULATING TOWER | NGCC | GW | FR | 15756512 | 0 |  |  |  |  | RECIRCULATING TOWER | 2015 | 350.28 | 2001 | 2020 | continuous years
55220 | Attala | Attala | MS | Big Black River | 33.0142 | -89.6751 | 330 | 19223471 | RECIRCULATING TOWER | NGCC | SW | FR | 19223471 | 0 |  |  |  |  | RECIRCULATING TOWER | 2015 | 328.16 | 2001 | 2020 | continuous years
55221 | Harry L. Oswald | Pulaski | AR | Municipality | 34.5914 | -92.2162 | 250 | 22847403 | RECIRCULATING TOWER | NGCC | OT | FR | 22847403 | 0 |  |  |  |  | RECIRCULATING TOWER | 2015 | 255.09 | 2002 | 2020 | missing 2 years
55223 | Ennis Power Company LLC | Ellis | TX | City of Ennis WWT | 32.3199 | -96.675 | 470 | 1447026 | RECIRCULATING TOWER | NGCC | PD | BE | 1447026 | 0 |  |  |  |  | RECIRCULATING TOWER | 2015 | 470.15 | 2001 | 2020 | continuous years
55225 | Oneta Energy Center | Wagoner | OK | Municipality | 36.011 | -95.6972 | 720 | 833014 | RECIRCULATING TOWER | NGCC | SW | FR | 369575 | checked | 1091082 | Cedar Creek |  |  | RECIRCULATING TOWER | 2015 | 727.62 | 2002 | 2020 | continuous years
55226 | Freestone Energy Center | Freestone | TX | Richland Chambers Resovoir | 31.8907 | -96.1115 | 332 | 1454913 | RECIRCULATING TOWER | NGCC | SW | FR | 1454889 | checked |  |  |  |  | RECIRCULATING TOWER | 2015 | 340.52 | 2002 | 2020 | continuous years
55230 | Jack County | Wise | TX | Lake Bridgeport | 33.1007 | -97.957 | 1090 | 1305927 | RECIRCULATING TOWER | NGCC | SW | FR | 1305927 | 0 |  |  |  |  | RECIRCULATING TOWER | 2015 | 1102.15 | 2006 | 2020 | continuous years
55231 | Liberty Electric Power Plant | Delaware | PA | Municipality | 39.8621 | -75.3355 | 20 | 4495708 | RECIRCULATING TOWER | NGCC | OT | OT | 4495708 | 0 | 1172788 | Crum Creek |  |  | RECIRCULATING TOWER | 2015 | 29.97 | 2002 | 2020 | continuous years
55239 | Red Oak Power LLC | Middlesex | NJ | Municipality | 40.4488 | -74.3482 | 34 | 9515532 | RECIRCULATING TOWER | NGCC | SW | FR | 9515532 | 0 |  |  |  |  | RECIRCULATING TOWER | 2015 | 52.02 | 2002 | 2020 | continuous years
55241 | Hog Bayou Energy Center | Mobile | AL | MAWSS | 30.7484 | -88.0571 | 4 | 18524183 | RECIRCULATING TOWER | NGCC | -nr- | -nr- | 18524299 | checked | 155027 | Chickasaw Creek |  |  | RECIRCULATING TOWER | 2015 | 14.39 | 2001 | 2020 | continuous years
55242 | Santa Rosa Energy Center | Santa Rosa | FL | Well | 30.5664 | -87.115 | 91 | 0 | RECIRCULATING TOWER | NGCC | -nr- | -nr- | 800281 | checked |  |  |  |  | RECIRCULATING TOWER | 2015 | 90.24 | 2002 | 2020 | missing 8 years
55259 | Whiting Clean Energy | Lake | IN | Lake Michigan | 41.6739 | -87.4775 | 591 | 3398582 | RECIRCULATING TOWER | NGCC | SW | FR | 3398582 | 0 |  |  |  |  | RECIRCULATING TOWER | 2015 | 589.27 | 2001 | 2020 | continuous years
55269 | TVA Southaven Combined Cycle | DeSoto | MS | Wells | 34.9939 | -90.0385 | 300 | 14203311 | RECIRCULATING TOWER | NGCC | GW | FR | 14203311 | 0 |  |  |  |  | RECIRCULATING TOWER | 2015 | 281.51 | 2003 | 2020 | continuous years
55270 | Jackson Generating Station | Jackson | MI | Municipality | 42.2485 | -84.3767 | 970 | 12246200 | RECIRCULATING TOWER | NGCC | OT | OT | 12246200 | 0 | 627109 | Grand River |  |  | RECIRCULATING TOWER | 2015 | 964.93 | 2002 | 2020 | continuous years
55271 | Tenaska Lindsay Hill Generating Station | Autauga | AL | Alabama River | 32.6528 | -86.7387 | 500 | 21677746 | RECIRCULATING TOWER | NGCC | SW | FR | 21677746 | 0 |  |  |  |  | RECIRCULATING TOWER | 2015 | 478.2 | 2002 | 2020 | continuous years
55282 | Arlington Valley Energy Facility | Maricopa | AZ | Well | 33.3415 | -112.8891 | 880 | 20396915 | RECIRCULATING TOWER | NGCC | GW | FR | 20395561 | checked | 13937 | Winters Wash |  |  | RECIRCULATING TOWER | 2015 | 881.61 | 2002 | 2020 | continuous years
55292 | Decatur Energy Center | Morgan | AL | Tennessee River | 34.6293 | -87.0205 | 585 | 19623886 | RECIRCULATING TOWER | NGCC | SW | FR | 19623886 | 0 |  |  |  |  | RECIRCULATING TOWER | 2015 | 583.63 | 2002 | 2020 | continuous years
55293 | Morgan Energy Center | Morgan | AL | Tennessee River | 34.6397 | -87.0639 | 618 | 19623210 | RECIRCULATING TOWER | NGCC | SW | FR | 19623210 | 0 |  |  |  |  | RECIRCULATING TOWER | 2015 | 612.25 | 2003 | 2020 | continuous years
55294 | Westbrook Energy Center Power Plant | Cumberland | ME | Portland Water District | 43.6577 | -70.3769 | 95 | 6721553 | RECIRCULATING TOWER | NGCC | SW | FR | 6721553 | 0 | 564027 | Clark Brook |  |  | RECIRCULATING TOWER | 2015 | 91.77 | 2000 | 2020 | continuous years
55295 | Blythe Energy Inc | Riverside | CA | Wells | 33.6158 | -114.6868 | 336 | 10003590 | RECIRCULATING TOWER | NGCC | GW | FR | 10000042 | checked | 245662 | McCoy Wash |  |  | RECIRCULATING TOWER | 2015 | 335.32 | 2004 | 2020 | continuous years
55297 | New Covert Generating Facility | Van Buren | MI | Lake Michigan | 42.3224 | -86.2935 | 595 | 9019373 | RECIRCULATING TOWER | NGCC | SW | FR | 9019373 | 0 |  |  |  |  | RECIRCULATING TOWER | 2015 | 611.63 | 2004 | 2020 | continuous years
55298 | Fairless Energy Center | Bucks | PA | Delaware River | 40.1472 | -74.741 | 10 | 4481809 | RECIRCULATING TOWER | NGCC | SW | FR | 4481809 | 0 | 217887 | Delaware River |  |  | RECIRCULATING TOWER | 2015 | 19.63 | 2004 | 2020 | continuous years
55299 | Channel Energy Center LLC | Harris | TX | Coastal Water Authority | 29.7189 | -95.2319 | 24 | 1440537 | RECIRCULATING TOWER | NGCC | SW | FR | 1440537 | 0 | 1372802 | Buffalo Bayou |  |  | RECIRCULATING TOWER | 2015 | 25.71 | 2001 | 2020 | continuous years
55302 | Wasatch Energy Systems Energy Recovery | Davis | UT | -NR- | 41.1101 | -111.9554 | 4808 | 7913954 | RECIRCULATING TOWER | BIOMASS | -nr- | -nr- | 10275900 | checked | 1455832 | Weber River |  |  | RECIRCULATING TOWER | 2015 | 4801.23 | 2000 | 2017 | missing 7 years
55306 | Gila River Power Station | Maricopa | AZ | Wells | 32.9753 | -112.6943 | 703 | 20427666 | RECIRCULATING TOWER | NGCC | GW | FR | 945070219 | checked |  |  |  |  | RECIRCULATING TOWER | 2015 | 704.16 | 2004 | 2020 | continuous years
55320 | Wise County Power LLC | Wise | TX | Municipality | 33.0604 | -97.9099 | 1020 | 1306073 | RECIRCULATING TOWER | NGCC | SW | FR | 1306073 | 0 |  |  |  |  | RECIRCULATING TOWER | 2015 | 1026.98 | 2004 | 2020 | continuous years
55327 | Baytown Energy Center | Chambers | TX | Coastal Water Authority/Muncpl | 29.7731 | -94.9019 | 20 | 1558808 | RECIRCULATING TOWER | NGCC | -nr- | -nr- | 1558808 | 0 |  |  |  |  | RECIRCULATING TOWER | 2015 | 20.14 | 2002 | 2020 | continuous years
55328 | Hermiston Power Partnership | Umatilla | OR | Municipality | 45.7937 | -119.3136 | 618 | 23647960 | RECIRCULATING TOWER | NGCC | SW | FR | 23647962 | checked | 1157874 | Umatilla River |  |  | RECIRCULATING TOWER | 2015 | 617.2 | 2003 | 2020 | continuous years
55333 | Delta Energy Center | Contra Costa | CA | Delta Diablo Sanitation Dist | 38.0171 | -121.8454 | 21 | 2788473 | RECIRCULATING TOWER | NGCC | PD | BE | 948050084 | checked | 244335 | Kirker Creek |  |  | RECIRCULATING TOWER | 2015 | 23.65 | 2002 | 2020 | continuous years
55334 | Holland Energy Facility | Shelby | IL | Kaskaskia River | 39.224 | -88.7594 | 615 | 13772360 | RECIRCULATING TOWER | NGCC | SW | FR | 13772360 | 0 |  |  |  |  | RECIRCULATING TOWER | 2015 | 612.46 | 2002 | 2020 | continuous years
55337 | TalenEnergy Ironwood LLC | Lebanon | PA | Quarry-DRBC | 40.3512 | -76.3657 | 500 | 4783215 | RECIRCULATING TOWER | NGCC | SW | FR | 4783215 | 0 | 1189912 | Tulpehocken Creek |  |  | RECIRCULATING TOWER | 2015 | 501.92 | 2001 | 2020 | continuous years
55340 | Dell Power Station | Mississippi | AR | Wells | 35.8612 | -90.0241 | 240 | 3671040 | RECIRCULATING TOWER | NGCC | GW | FR | 3671040 | checked |  |  |  |  | RECIRCULATING TOWER | 2015 | 242.95 | 2007 | 2020 | continuous years
55343 | Luna Energy Facility | Luna | NM | Wells | 32.2993 | -107.7834 | 4383 | 17705819 | RECIRCULATING TOWER | NGCC | GW | FR | 943030264 | checked | 920647 | Mimbres River |  |  | RECIRCULATING TOWER | 2015 | 4378.51 | 2006 | 2020 | continuous years
55350 | Dresden Energy Facility | Muskingum | OH | Muskingum River | 40.0928 | -82.0276 | 804 | 0 | RECIRCULATING TOWER | NGCC | SW | FR | 15380097 | checked |  |  |  |  | RECIRCULATING TOWER | 2015 | 820.66 | 2012 | 2020 | continuous years
55357 | Brazos Valley Generating Facility | Fort Bend | TX | Brazos River | 29.4727 | -95.6227 | 68 | 3124294 | RECIRCULATING TOWER | NGCC | SW | FR | 3124294 | 0 |  |  |  |  | RECIRCULATING TOWER | 2015 | 67.94 | 2003 | 2020 | continuous years
55358 | Cottonwood Energy Project | Newton | TX | Sabine River | 30.2583 | -93.7355 | 14 | 8332390 | RECIRCULATING TOWER | NGCC | SW | FR | 8332360 | checked |  |  |  |  | RECIRCULATING TOWER | 2015 | 18.1 | 2003 | 2020 | continuous years
55364 | Sugar Creek Power | Vigo | IN | Wells | 39.3926 | -87.5119 | 482 | 10286230 | RECIRCULATING TOWER | NGCC | GW | FR | 10286230 | checked |  |  |  |  | RECIRCULATING TOWER | 2015 | 481.6 | 2002 | 2020 | continuous years
55369 | Hamakua Energy Plant | Hawaii | HI | Wells | 20.0939 | -155.4704 | 456 | 21597637 | RECIRCULATING TOWER | OIL CC | GW | FR | 2666869 | 1 |  | Pacific Ocean |  |  | RECIRCULATING TOWER | 2015 | 454.58 | 2000 | 2020 | continuous years
55372 | Harquahala Generating Project | Maricopa | AZ | HVID & Well | 33.4755 | -113.114 | 1129 | 20394905 | RECIRCULATING TOWER | NGCC | GW | FR | 945070090 | checked |  |  |  |  | RECIRCULATING TOWER | 2015 | 1126.6 | 2004 | 2018 | continuous years
55380 | Union Power Partners LP | Union | AR | Ouachita River | 33.2976 | -92.5868 | 175 | 21955724 | RECIRCULATING TOWER | NGCC | SW | FR | 21955724 | 0 | 45853 | Amason Creek |  |  | RECIRCULATING TOWER | 2015 | 170.88 | 2004 | 2020 | continuous years
55382 | KGen Murray I and II LLC | Murray | GA | Municipality | 34.7093 | -84.9183 | 710 | 12194016 | RECIRCULATING TOWER | NGCC | OT | OT | 12194016 | 0 | 327507 | Conasauga River |  |  | RECIRCULATING TOWER | 2015 | 714.3 | 2002 | 2020 | continuous years
55386 | Columbia Energy Center (SC) | Calhoun | SC | Congaree River (Indirectly) | 33.8707 | -81.0177 | 139 | 9681398 | RECIRCULATING TOWER | NGCC | SW | FR | 9684358 | checked | 12500799 | Savany Hunt Creek |  |  | RECIRCULATING TOWER | 2015 | 133.94 | 2004 | 2020 | continuous years
55393 | Metcalf Energy Center | Santa Clara | CA | San Jose Municipality | 37.2205 | -121.7459 | 245 | 17694469 | RECIRCULATING TOWER | NGCC | PD | BE | 17694469 | 0 | 255083 | Coyote Creek |  |  | RECIRCULATING TOWER | 2015 | 256.3 | 2005 | 2020 | continuous years
55397 | Washington Energy Facility | Washington | OH | Muskingum River | 39.5801 | -81.6564 | 850 | 15382265 | RECIRCULATING TOWER | NGCC | SW | FR | 15382265 | 0 | 1066874 | Olive Green Creek |  |  | RECIRCULATING TOWER | 2015 | 850.18 | 2002 | 2020 | continuous years
55400 | Elk Hills Power LLC | Kern | CA | West Kern Water District | 35.2805 | -119.4701 | 1330 | 17172814 | RECIRCULATING TOWER | NGCC | GW | OT | 17172694 | checked |  |  |  |  | RECIRCULATING TOWER | 2015 | 1332.78 | 2001 | 2020 | missing 1 years
55404 | Carville Energy LLC | Iberville | LA | Mississippi River | 30.2294 | -91.065 | 15 | 18991376 | RECIRCULATING TOWER | NGCC | SW | FR | 25732008 | checked | 1629903 | Mississippi River |  |  | RECIRCULATING TOWER | 2015 | 13.89 | 2003 | 2020 | continuous years
55406 | Effingham County Power Project | Effingham | GA | Municipality | 32.2775 | -81.2848 | 75 | 20106853 | RECIRCULATING TOWER | NGCC | -nr- | -nr- | 20106853 | 0 | 320984 | Polly Creek |  |  | RECIRCULATING TOWER | 2015 | 78.03 | 2003 | 2020 | continuous years
55411 | Hillabee Energy Center | Tallapoosa | AL | Municipality | 33 | -85.9031 | 570 | 22036587 | RECIRCULATING TOWER | NGCC | SW | FR | 22036587 | 0 | 124159 | Oaktasasi |  |  | RECIRCULATING TOWER | 2015 | 558.8 | 2010 | 2020 | continuous years
55412 | Osprey Energy Center Power Plant | Polk | FL | Wells, Municipality | 28.0528 | -81.8082 | 147 | 16794835 | RECIRCULATING TOWER | NGCC | OT | OT | 16794431 | checked |  |  |  |  | RECIRCULATING TOWER | 2015 | 145.53 | 2004 | 2020 | continuous years
55418 | Hot Spring Generating Facility | Hot Spring | AR | Ouachita River | 34.2975 | -92.8684 | 245 | 21997202 | RECIRCULATING TOWER | NGCC | SW | FR | 21997202 | 0 |  |  |  |  | RECIRCULATING TOWER | 2015 | 250.88 | 2002 | 2020 | continuous years
55439 | Tenaska Virginia Generating Station | Fluvanna | VA | James River | 37.8667 | -78.3804 | 395 | 8568065 | RECIRCULATING TOWER | NGCC | SW | FR | 8568061 | checked |  |  |  |  | RECIRCULATING TOWER | 2015 | 390.98 | 2004 | 2020 | continuous years
55440 | Tenaska Central Alabama Generating Stn | Autauga | AL | Alabama River | 32.6499 | -86.7387 | 390 | 21677746 | RECIRCULATING TOWER | NGCC | SW | FR | 21677746 | 0 |  |  |  |  | RECIRCULATING TOWER | 2015 | 378.92 | 2003 | 2020 | continuous years
55451 | Magnolia Power Plant | Benton | MS | Wells | 34.8355 | -89.202 | 520 | 15284308 | RECIRCULATING TOWER | NGCC | GW | FR | 15284320 | checked | 692609 | Big Snow Creek |  |  | RECIRCULATING TOWER | 2015 | 529.43 | 2003 | 2020 | continuous years
55455 | Red Hawk | Maricopa | AZ | Municipality | 33.3342 | -112.841 | 885 | 20396913 | RECIRCULATING TOWER | NGCC | PD | BE | 945070185 | checked | 2688 | Centennial Wash |  |  | RECIRCULATING TOWER | 2015 | 882.78 | 2004 | 2020 | continuous years
55457 | McClain Energy Facility | McClain | OK | Oklahoma/Moore Municipality W | 35.2979 | -97.5898 | 1204 | 6026278 | RECIRCULATING TOWER | NGCC | PD | BE | 6026278 | 0 | 1101881 | Canadian River |  |  | RECIRCULATING TOWER | 2015 | 1197.46 | 2001 | 2020 | continuous years
55463 | Redbud Power Plant | Oklahoma | OK | Municipality | 35.6859 | -97.2254 | 1020 | 532683 | RECIRCULATING TOWER | NGCC | PD | BE | 532721 | checked |  |  |  |  | RECIRCULATING TOWER | 2015 | 1021.95 | 2004 | 2020 | continuous years
55464 | Deer Park Energy Center | Harris | TX | Municipality-CIWA | 29.7153 | -95.1361 | 25 | 1440521 | RECIRCULATING TOWER | NGCC | SW | FR | 1440521 | 0 | 1372802 | Buffalo Bayou |  |  | RECIRCULATING TOWER | 2015 | 26.54 | 2003 | 2020 | continuous years
55467 | Ouachita | Ouachita | LA | Ouachita River | 32.7064 | -92.0683 | 84 | 19432838 | RECIRCULATING TOWER | NGCC | SW | FR | 19432838 | 0 | 532561 | Bayou de Siard |  |  | RECIRCULATING TOWER | 2015 | 84.47 | 2002 | 2020 | continuous years
55480 | Forney Energy Center | Kaufman | TX | Duck Creek Water Treatment | 32.7562 | -96.4911 | 386 | 1293164 | RECIRCULATING TOWER | NGCC | PD | BE | 1293164 | 0 | 1331566 | Buffalo Creek |  |  | RECIRCULATING TOWER | 2015 | 385.35 | 2003 | 2020 | continuous years
55481 | Mesquite Generating Station Block 2 | Maricopa | AZ | Wells | 33.3347 | -112.8407 | 884 | 20395587 | RECIRCULATING TOWER | NGCC | GW | FR | 945070185 | checked | 2688 | Centennial Wash |  |  | RECIRCULATING TOWER | 2015 | 883.1 | 2003 | 2020 | continuous years
55482 | Goldendale Generating Station | Klickitat | WA | Municipal (City of Goldendale) | 45.8108 | -120.8335 | 1640 | 23665123 | COMPLEX | NGCC | GW | FR | 23665123 | 0 |  |  |  |  | COMPLEX | 2015 | 1640.65 | 2004 | 2020 | continuous years
55501 | Kiamichi Energy Facility | Pittsburg | OK | Lake Eufala | 34.684 | -95.9337 | 675 | 703610 | RECIRCULATING TOWER | NGCC | SW | FR | 703610 | 0 | 1092857 | Fivemile Creek |  |  | RECIRCULATING TOWER | 2015 | 677.36 | 2003 | 2020 | continuous years
55502 | Lawrenceburg Energy Facility | Dearborn | IN | Tanners Creek | 39.0906 | -84.8674 | 491 | 3405421 | RECIRCULATING TOWER | NGCC | SW | FR | 3405421 | 0 |  |  |  |  | RECIRCULATING TOWER | 2015 | 490.67 | 2004 | 2020 | continuous years
55503 | AEP Waterford Facility | Washington | OH | Muskingum River | 39.5335 | -81.7171 | 900 | 15383369 | RECIRCULATING TOWER | NGCC | SW | FR | 15383369 | checked |  |  |  |  | RECIRCULATING TOWER | 2015 | 896.44 | 2003 | 2020 | continuous years
55516 | Fayette Energy Facility | Fayette | PA | Monongahela River | 39.8593 | -79.918 | 1075 | 3788073 | RECIRCULATING TOWER | NGCC | SW | FR | 3788081 | checked | 1209053 | Monongahela River |  |  | RECIRCULATING TOWER | 2015 | 1073.61 | 2003 | 2020 | continuous years
55518 | High Desert Power Plant | San Bernardino | CA | Municipality | 34.5952 | -117.364 | 2855 | 22656151 | RECIRCULATING TOWER | NGCC | SW | FR | 948090836 | checked | 272518 | Mojave River |  |  | RECIRCULATING TOWER | 2015 | 2856.68 | 2003 | 2020 | continuous years
55524 | York Energy Center | York | PA | Conowingo Pool | 39.7375 | -76.3067 | 454 | 0 | RECIRCULATING TOWER | NGCC | SW | FR | 4725599 | checked |  |  |  |  | RECIRCULATING TOWER | 2015 | 460.56 | 2011 | 2020 | continuous years
55545 | Hidalgo Energy Center | Hidalgo | TX | City Of McAllen | 26.3419 | -98.1752 | 88 | 207315 | RECIRCULATING TOWER | NGCC | PD | BE | 203611 | checked |  |  |  |  | RECIRCULATING TOWER | 2015 | 90.23 | 2000 | 2020 | continuous years
55620 | Perryville Power Station | Ouachita | LA | Bayou Bartholemew | 32.6909 | -92.0182 | 81 | 19432568 | RECIRCULATING TOWER | NGCC | SW | FR | 19432836 | checked |  |  |  |  | RECIRCULATING TOWER | 2015 | 81.86 | 2002 | 2020 | continuous years
55641 | Riverside Energy Center | Rock | WI | Wells | 42.5828 | -89.0358 | 765 | 13297306 | RECIRCULATING TOWER | NGCC | GW | FR | 13297306 | 0 | 416824 | Rock River |  |  | RECIRCULATING TOWER | 2015 | 770.58 | 2004 | 2020 | continuous years
55656 | Pastoria Energy Facility, LLC | Kern | CA | Wheeler Ridge Maricopa Water | 34.9562 | -118.8441 | 1075 | 17176112 | RECIRCULATING TOWER | NGCC | SW | FR | 17176112 | 0 |  |  |  |  | RECIRCULATING TOWER | 2015 | 1068.51 | 2005 | 2020 | continuous years
55661 | Essential Power Newington LLC | Rockingham | NH | Piscataqua River | 43.1049 | -70.8052 | 65 | 5846410 | RECIRCULATING TOWER | NGCC | SW | SA | 5846410 | 0 | 869224 | Piscataqua River | 5846410 |  | RECIRCULATING TOWER | 2015 | 66.19 | 2003 | 2020 | continuous years
55664 | Harrison County Power Project | Harrison | TX | City Of Longview | 32.3963 | -94.4353 | 280 | 5278804 | RECIRCULATING TOWER | NGCC | PD | BE | 5278804 | 0 |  |  |  |  | RECIRCULATING TOWER | 2015 | 284.77 | 2003 | 2020 | continuous years
55667 | Lower Mount Bethel Energy | Northampton | PA | Delaware River | 40.8016 | -75.1077 | 275 | 2588401 | RECIRCULATING TOWER | NGCC | SW | FR | 2588401 | 0 | 217887 | Delaware River |  |  | RECIRCULATING TOWER | 2015 | 292.98 | 2005 | 2020 | continuous years
55690 | Bethlehem Power Plant | Northampton | PA | Lehigh River | 40.6182 | -75.3141 | 365 | 4187733 | RECIRCULATING TOWER | NGCC | SW | FR | 4187733 | 0 | 1173769 | East Branch Saucon Creek |  |  | RECIRCULATING TOWER | 2015 | 364.6 | 2003 | 2020 | continuous years
55694 | Quantum Choctaw Power LLC | Choctaw | MS | Deep Wells | 33.3797 | -89.2093 | 575 | 15778976 | RECIRCULATING TOWER | NGCC | GW | SA | 15778976 | 0 |  |  |  |  | RECIRCULATING TOWER | 2015 | 572.39 | 2006 | 2020 | continuous years
55700 | Mint Farm Generating Station | Cowlitz | WA | Wells | 46.14 | -122.9852 | 15 | 24520442 | RECIRCULATING TOWER | NGCC | GW | FR | 24520442 | 0 | 1140014 | Columbia River |  |  | RECIRCULATING TOWER | 2015 | 9.92 | 2008 | 2020 | continuous years
55701 | Fremont Energy Center | Sandusky | OH | Municipality | 41.3771 | -83.1614 | 624 | 0 | RECIRCULATING TOWER | NGCC | SW | FR | 15611374 | checked |  |  |  |  | RECIRCULATING TOWER | 2015 | 625.15 | 2012 | 2020 | continuous years
55708 | Nacogdoches Power | Nacogdoches | TX | Lake Striker | 31.8321 | -94.9006 | 348 | 0 | RECIRCULATING TOWER | BIOMASS | SW | FR | 1149973 | checked |  |  |  |  | RECIRCULATING TOWER | 2015 | 338.76 | 2012 | 2020 | continuous years
55710 | FirstEnergy Allegheny Energy Units 3 4 & 5 | Allegheny | PA | Allegheney River | 40.5453 | -79.7683 | 758 | 11049658 | RECIRCULATING TOWER | NGCC | SW | FR | 11049658 | 0 | 1185029 | Riddle Run |  |  | RECIRCULATING TOWER | 2015 | 757.76 | 2003 | 2020 | continuous years
55714 | Magnet Cove | Hot Spring | AR | Ouachita River | 34.4299 | -92.8321 | 350 | 21996628 | RECIRCULATING TOWER | NGCC | SW | FR | 21996628 | 0 |  |  |  |  | RECIRCULATING TOWER | 2015 | 339.99 | 2005 | 2020 | continuous years
55736 | Hanging Rock Energy Facility | Lawrence | OH | Ohio River | 38.5732 | -82.7838 | 555 | 465188 | RECIRCULATING TOWER | NGCC | SW | FR | 465188 | 0 |  |  |  |  | RECIRCULATING TOWER | 2015 | 550.75 | 2003 | 2020 | continuous years
55748 | Los Esteros Critical Energy Center | Santa Clara | CA | Municipality | 37.425 | -121.9319 | 18 | 0 | RECIRCULATING TOWER | NGCC | -nr- | -nr- | 17695611 | checked | 255083 | Coyote Creek |  |  | RECIRCULATING TOWER | 2015 | 18.41 | 2013 | 2020 | continuous years
55749 | Hardin Generator Project | Big Horn | MT | Bighorn River | 45.7643 | -107.5983 | 2890 | 12778113 | RECIRCULATING TOWER | COAL | SW | FR | 12776943 | checked |  |  |  |  | RECIRCULATING TOWER | 2015 | 2884.6 | 2006 | 2020 | continuous years
55801 | FPL Energy Marcus Hook LP | Delaware | PA | Delaware River | 39.8064 | -75.4208 | 18 | 24903424 | RECIRCULATING TOWER | NGCC | SW | FR | 24903424 | 0 | 217887 | Delaware River |  |  | RECIRCULATING TOWER | 2015 | 19.94 | 2005 | 2020 | continuous years
55818 | Frederickson Power LP | Pierce | WA | Municipality | 47.0861 | -122.3659 | 407 | 23989493 | RECIRCULATING TOWER | NGCC | OT | OT | 23989493 | 0 | 1504026 | Clover Creek |  |  | RECIRCULATING TOWER | 2015 | 407.58 | 2002 | 2020 | continuous years
55821 | Curtis H Stanton Energy Center | Orange | FL | Stanton Energy Center | 28.4877 | -81.167 | 70 | 11009165 | RECIRCULATING TOWER | NGCC | PD | BE | 11009165 | 0 | 283777 | Hart Branch |  |  | RECIRCULATING TOWER | 2015 | 74.36 | 2003 | 2020 | continuous years
55835 | Rocky Mountain Energy Center | Weld | CO | Wells | 40.0904 | -104.5955 | 4980 | 225637 | RECIRCULATING TOWER | NGCC | SW | FR | 225637 | 0 | 180747 | Box Elder Creek |  |  | RECIRCULATING TOWER | 2015 | 4968.21 | 2004 | 2020 | continuous years
55853 | Inland Empire Energy Center | Riverside | CA | Eastern Muni Water District | 33.7388 | -117.1697 | 1446 | 22532936 | RECIRCULATING TOWER | NGCC | PD | BE | 22532936 | checked | 273486 | San Jacinto River |  |  | RECIRCULATING TOWER | 2015 | 1445.48 | 2009 | 2020 | continuous years
55856 | Prairie State Generating Station | St Clair | IL | Kaskaskia River | 38.2792 | -89.6669 | 454 | 0 | RECIRCULATING TOWER | COAL | SW | FR | 13891704 | checked | 426439 | Mud Creek |  |  | RECIRCULATING TOWER | 2015 | 456.38 | 2012 | 2020 | continuous years
55927 | Jasper | Jasper | SC | Municipality | 32.3594 | -81.124 | 21 | 20107141 | RECIRCULATING TOWER | NGCC | OT | FR | 20107141 | 0 | 1253486 | Savannah River |  |  | RECIRCULATING TOWER | 2015 | 21.1 | 2004 | 2020 | continuous years
55965 | Wansley Combined Cycle | Heard | GA | Chattahoochee River | 33.4062 | -85.0369 | 750 | 3291908 | RECIRCULATING TOWER | NGCC | SW | FR | 3291908 | 0 |  |  |  |  | RECIRCULATING TOWER | 2015 | 726.27 | 2002 | 2020 | continuous years
55966 | Nikiski Co-Generation | Kenai Peninsula | AK | well | 60.6765 | -151.3777 | 123 | 0 | RECIRCULATING TOWER | NGCC | -nr- | -nr- | -999 | 0 | 247074 | Pacific Ocean - Cook Inlet |  |  | RECIRCULATING TOWER | 2015 | 129.81 | 2013 | 2020 | continuous years
55970 | Cosumnes | Sacramento | CA | Unavailable | 38.3385 | -121.1244 | 152 | 3951857 | RECIRCULATING TOWER | NGCC | SW | FR | 948040243 | checked |  |  |  |  | RECIRCULATING TOWER | 2015 | 151.86 | 2006 | 2020 | continuous years
55977 | Bluffview | San Juan | NM | Municipality | 36.7166 | -108.2149 | 5289 | 17016191 | RECIRCULATING TOWER | NGCC | -nr- | -nr- | 17016191 | 0 | 900284 | Animas River | -999 |  | RECIRCULATING TOWER | 2015 | 5285.07 | 2005 | 2020 | continuous years
55985 | Palomar Energy | San Diego | CA | Municipality | 33.1197 | -117.1174 | 770 | 20341947 | RECIRCULATING TOWER | NGCC | PD | BE | 20341947 | 0 | 271075 | Escondido Creek |  |  | RECIRCULATING TOWER | 2015 | 749.91 | 2006 | 2020 | continuous years
55990 | Ashtabula | Ashtabula | OH | Lake Erie | 41.8891 | -80.764 | 645 | 9857583 | RECIRCULATING TOWER | NGCC | SW | FR | 9857583 | 0 | 1040432 | Fields Brook |  |  | RECIRCULATING TOWER | 2015 | 643.56 | 2003 | 2020 | continuous years
56026 | Donald Von Raesfeld Power Plant | Santa Clara | CA | City Reclaimed Water | 37.3769 | -121.951 | 38 | 17695743 | RECIRCULATING TOWER | NGCC | -nr- | -nr- | 17695743 | checked | 253220 | Guadalupe River |  |  | RECIRCULATING TOWER | 2015 | 36.87 | 2005 | 2020 | continuous years
56031 | Fox Energy Center | Outagamie | WI | Heart of the Valley Metropolit | 44.3207 | -88.2088 | 670 | 12006099 | RECIRCULATING TOWER | NGCC | PD | FR | 12006099 | 0 |  |  |  |  | RECIRCULATING TOWER | 2015 | 669.84 | 2005 | 2020 | continuous years
56041 | Malburg | LOS ANGELES | CA | Municipality | 33.9989 | -118.2207 | 191 | 22518272 | RECIRCULATING TOWER | NGCC | -nr- | -nr- | 22518268 | checked | 245154 | Los Angeles River |  |  | RECIRCULATING TOWER | 2015 | 189.59 | 2005 | 2020 | continuous years
56046 | Magnolia Power Project | Los Angeles | CA | Municipality | 34.1791 | -118.3151 | 563 | 22514950 | RECIRCULATING TOWER | NGCC | PD | BE | 948070461 | checked | 239844 | Burbank Western Channel |  |  | RECIRCULATING TOWER | 2015 | 566.26 | 2005 | 2020 | continuous years
56068 | Elm Road Generating Station | Milwaukee | WI | Lake Michigan | 42.8498 | -87.8331 | 580 | 12169329 | ONCE-THROUGH FRESH | COAL | SW | FR | 12169329 | 0 |  |  |  | KDS - comid ok | ONCE-THROUGH FRESH | 2015 | 683.91 | 2010 | 2020 | continuous years
56078 | Walnut Energy Center | Stanislaus | CA | Reclaim Water | 37.4877 | -120.8955 | 88 | 2827038 | RECIRCULATING TOWER | NGCC | PD | BE | 2833536 | checked |  |  |  |  | RECIRCULATING TOWER | 2015 | 87.5 | 2006 | 2020 | continuous years
56079 | Riceland Foods Cogeneration Plant | Arkansas | AR | Well & Municipality | 34.5134 | -91.5325 | 217 | 14858731 | RECIRCULATING TOWER | BIOMASS | -nr- | -nr- | 14858731 | 0 |  |  |  |  | RECIRCULATING TOWER | 2015 | 215.74 | 2004 | 2007 | continuous years
56104 | Mankato Energy Center | Blue Earth | MN | City of Mankato POTW | 44.199 | -94.0029 | 800 | 4141478 | RECIRCULATING TOWER | NGCC | PD | BE | 4141478 | 0 |  |  |  |  | RECIRCULATING TOWER | 2015 | 801.04 | 2006 | 2020 | continuous years
56119 | Middlesex Generating Facility | MIDDLESEX | NJ | Edward J. Patten Wastewater Pl | 40.4903 | -74.3156 | 19 | 9515736 | ONCE-THROUGH FRESH | NGCC | SW | FR | 9515736 | 0 | 879618 | Raritan River |  | KDS - comid ok | ONCE-THROUGH FRESH | 2015 | 21.33 | 2003 | 2020 | missing 1 years
56150 | McIntosh Combined Cycle Facility | Effingham | GA | Savannah River | 32.3475 | -81.1822 | 60 | 20105927 | RECIRCULATING TOWER | NGCC | SW | FR | 20105927 | 0 |  |  |  |  | RECIRCULATING TOWER | 2015 | 58.28 | 2005 | 2020 | continuous years
56164 | Faribault Energy Park | Rice | MN | Wells | 44.3353 | -93.2896 | 1008 | 2032821 | RECIRCULATING TOWER | NGCC | GW | FR | 2032821 | 0 |  |  |  |  | RECIRCULATING TOWER | 2015 | 1006.87 | 2005 | 2020 | continuous years
56177 | Nebo Power Station | Utah | UT | Municipality | 40.0615 | -111.7294 | 4569 | 10349266 | RECIRCULATING TOWER | NGCC | -nr- | -nr- | 10349266 | 0 |  |  |  |  | RECIRCULATING TOWER | 2015 | 4564.14 | 2005 | 2020 | continuous years
56188 | Pinelawn Power LLC | Suffolk | NY | -NR- | 40.7365 | -73.3883 | 63 | 9499692 | RECIRCULATING TOWER | NGCC | -nr- | -nr- | 9499692 | 0 | 964469 | Santapogue Creek |  |  | RECIRCULATING TOWER | 2015 | 66.03 | 2005 | 2020 | continuous years
56224 | TS Power Plant | Eureka | NV | Wells | 40.7473 | -116.5299 | 4652 | 11208356 | RECIRCULATING TOWER | COAL | GW | FR | 11208356 | 0 |  |  |  |  | RECIRCULATING TOWER | 2015 | 4648.08 | 2008 | 2020 | continuous years
56227 | Port Westward | Columbia | OR | Columbia River | 46.179 | -123.1721 | 13 | 24521190 | RECIRCULATING TOWER | NGCC | SW | FR | 24521190 | 0 |  |  |  |  | RECIRCULATING TOWER | 2015 | 21.49 | 2007 | 2020 | continuous years
56237 | Lake Side Power Plant | Utah | UT | Wells | 40.3309 | -111.7551 | 4508 | 10329055 | RECIRCULATING TOWER | NGCC | GW | FR | 10329055 | 0 |  |  |  |  | RECIRCULATING TOWER | 2015 | 4510.78 | 2007 | 2020 | continuous years
56259 | Empire Generating Co LLC | Rensselaer | NY | Municipality | 42.6253 | -73.7488 | 18 | 6186216 | RECIRCULATING TOWER | NGCC | OT | OT | 6186216 | 0 | 970226 | Hudson River |  |  | RECIRCULATING TOWER | 2015 | 18.78 | 2010 | 2020 | continuous years
56298 | Roseville Energy Park | Placer | CA | Municipality/recycled water | 38.7929 | -121.3824 | 90 | 15034475 | RECIRCULATING TOWER | NGCC | -nr- | -nr- | 15034345 | checked | 230801 | Pleasant Grove Creek |  |  | RECIRCULATING TOWER | 2015 | 90.44 | 2008 | 2020 | continuous years
56309 | Trigen St. Louis | St Louis | MO | Mississippi River | 38.6358 | -90.1811 | 419 | 3624735 | RECIRCULATING TOWER | NGCC | SW | -nr- | 3624735 | 0 | 1629903 | Mississippi River |  |  | RECIRCULATING TOWER | 2015 | 426.28 | 2005 | 2019 | continuous years
56319 | Wygen 2 | Campbell | WY | wells | 44.2915 | -105.3811 | 4423 | 10902255 | COMPLEX | COAL | GW | -nr- | 10902255 | 0 | 1599294 | Donkey Creek |  |  | COMPLEX | 2015 | 4414.03 | 2008 | 2020 | continuous years
56349 | Quail Run Energy Center | Ector | TX | Texland Great Plants Water Sup | 31.8418 | -102.3152 | 2865 | 5689876 | RECIRCULATING TOWER | NGCC | GW | FR | 5690204 | checked |  |  |  |  | RECIRCULATING TOWER | 2015 | 2859.53 | 2007 | 2020 | continuous years
56350 | Colorado Bend Energy Center | Wharton | TX | WELLS | 29.2885 | -96.0685 | 96 | 3764112 | RECIRCULATING TOWER | NGCC | GW | FR | 3764112 | 0 |  |  |  |  | RECIRCULATING TOWER | 2015 | 96.62 | 2007 | 2020 | continuous years
56356 | Clearwater Power Plant | Riverside | CA | Municipality | 33.8919 | -117.6093 | 573 | 22563096 | RECIRCULATING TOWER | NGCC | -nr- | -nr- | 22560664 | checked |  |  |  |  | RECIRCULATING TOWER | 2015 | 572.75 | 2005 | 2020 | continuous years
56400 | Treasure Coast Energy Center | St Lucie | FL | Well Water + Treated Effluent | 27.3841 | -80.3777 | 18 | 33336 | RECIRCULATING TOWER | NGCC | GW | SA | 32614 | checked | 308144 | Tenmile Creek |  |  | RECIRCULATING TOWER | 2015 | 17.89 | 2008 | 2020 | continuous years
56407 | West County Energy Center | Palm Beach | FL | Village of Wellington, Wells | 26.6986 | -80.3747 | 13 | 89748 | RECIRCULATING TOWER | NGCC | PD | BE | 68240 | checked |  |  |  |  | RECIRCULATING TOWER | 2015 | 19.57 | 2009 | 2020 | continuous years
56456 | Plum Point Energy Station | Mississippi | AR | Mississippi River | 35.6633 | -89.9462 | 245 | 3671586 | RECIRCULATING TOWER | COAL | SW | FR | 7471678 | checked | 1629903 | Mississippi River |  |  | RECIRCULATING TOWER | 2015 | 243.89 | 2010 | 2020 | continuous years
56467 | Russell City Energy Center | Alameda | CA | City of Hayward | 37.6347 | -122.1338 | 12 | 0 | RECIRCULATING TOWER | NGCC | PD | BE | 2804953 | checked |  |  |  |  | RECIRCULATING TOWER | 2015 | 9.44 | 2013 | 2020 | continuous years
56564 | John W Turk Jr Power Plant | Hempstead | AR | Red River | 33.6497 | -93.8119 | 297 | 0 | RECIRCULATING TOWER | COAL | SW | FR | 19947270 | checked | 46941 | Bridge Creek |  |  | RECIRCULATING TOWER | 2015 | 299.58 | 2012 | 2020 | continuous years
56565 | J Lamar Stall Unit | Caddo | LA | Cross Bayou | 32.5195 | -93.7607 | 175 | 1136362 | RECIRCULATING TOWER | NGCC | SW | FR | 1136362 | 0 | 534281 | Cross Bayou |  |  | RECIRCULATING TOWER | 2015 | 177.19 | 2010 | 2020 | continuous years
56611 | Sandy Creek Energy Station | McLennan | TX | WMARSS | 31.4744 | -96.9571 | 479 | 0 | RECIRCULATING TOWER | COAL | PD | BE | 5515294 | checked | 1362145 | Manos Creek |  |  | RECIRCULATING TOWER | 2015 | 482.91 | 2013 | 2020 | continuous years
56616 | Novo BioPower Plant | Navajo | AZ | Wells | 34.5051 | -110.3354 | 6051 | 21754018 | RECIRCULATING TOWER | BIOMASS | GW | -nr- | 21746897 | checked |  |  |  |  | RECIRCULATING TOWER | 2015 | 6052.82 | 2008 | 2020 | continuous years
56643 | St Paul Cogeneration | Ramsey | MN | Wells | 44.9429 | -93.0967 | 710 | 1104238 | RECIRCULATING TOWER | COMPLEX | GW | -nr- | 937010723 | corrected - NHD1 not available | 1629903 | Mississippi River |  |  | RECIRCULATING TOWER | 2015 | 709.72 | 2007 | 2020 | continuous years
56671 | Longview Power Plant | Monongalia | WV | Monongahela River | 39.7079 | -79.959 | 1129 | 0 | RECIRCULATING TOWER | COAL | SW | FR | 3768484 | checked |  |  |  |  | RECIRCULATING TOWER | 2015 | 1129.77 | 2011 | 2020 | continuous years
56706 | Ampersand Chowchilla Biomass LLC | Madera | CA | Municipality | 37.1073 | -120.2489 | 240 | 19777421 | RECIRCULATING TOWER | BIOMASS | -nr- | -nr- | 19777437 | checked | 255066 | Berenda Slough |  |  | RECIRCULATING TOWER | 2015 | 240.23 | 2008 | 2020 | continuous years
56707 | El Nido Facility | Merced | CA | Wells | 37.1867 | -120.4901 | 145 | 19772233 | RECIRCULATING TOWER | BIOMASS | GW | -nr- | 19777381 | checked | 241321 | Deadman Creek |  |  | RECIRCULATING TOWER | 2015 | 144.54 | 2008 | 2020 | continuous years
56786 | Spiritwood Station | Stutsman | ND | Jamestown POTW | 46.9264 | -98.4997 | 1486 | 0 | RECIRCULATING TOWER | COAL | GW | FR | 11462488 | checked |  |  |  |  | RECIRCULATING TOWER | 2015 | 1482.07 | 2014 | 2020 | continuous years
56798 | Kleen Energy Systems Project | Middlesex | CT | Connecticut River | 41.5532 | -72.5969 | 342 | 0 | RECIRCULATING TOWER | NGCC | SW | FR | 7701182 | checked | 206425 | Connecticut River |  | 7701182 | RECIRCULATING TOWER | 2015 | 357.41 | 2011 | 2020 | continuous years
56806 | Cedar Bayou 4 | Chambers | TX | Cedar Bayou | 29.7503 | -94.9259 | 28 | 1558944 | ONCE-THROUGH FRESH | NGCC | SW | FR | 1558944 | 0 | 1381002 | Cedar Bayou | 1558944 | KDS - comid ok | ONCE-THROUGH FRESH | 2015 | 17.48 | 2009 | 2020 | continuous years
56807 | Bear Garden | Buckingham | VA | James River (ECTI) | 37.6956 | -78.2853 | 307 | 0 | RECIRCULATING TOWER | NGCC | SW | FR | 8546047 | checked |  |  | 8546047 |  | RECIRCULATING TOWER | 2015 | 305.02 | 2011 | 2020 | continuous years
56931 | Aspen Biomass Power Plant | Angelina | TX | Well | 31.3658 | -94.7436 | 358 | 0 | RECIRCULATING TOWER | BIOMASS | -nr- | -nr- | 1079005 | checked |  |  | 1079005 |  | RECIRCULATING TOWER | 2015 | 381.57 | 2011 | 2015 | missing 1 years
56963 | West Deptford Energy Station | Gloucester | NJ | Municipality | 39.8414 | -75.2214 | 14 | 0 | RECIRCULATING TOWER | NGCC | -nr- | -nr- | 4495002 | checked | 877845 | Little Mantua Creek | 4495002 |  | RECIRCULATING TOWER | 2015 | 14.38 | 2014 | 2020 | continuous years
56998 | Pueblo Airport Generating Station | Pueblo | CO | City of Pueblo | 38.3208 | -104.5264 | 4859 | 0 | RECIRCULATING TOWER | NGCC | -nr- | -nr- | 950869 | checked - no name on NHDPlus |  |  | 950869 |  | RECIRCULATING TOWER | 2015 | 4843.84 | 2012 | 2020 | continuous years
57028 | Langley Gulch Power Plant | Payette | ID | Snake River Plain Aquifer Well | 43.9044 | -116.8197 | 2856 | 0 | RECIRCULATING TOWER | NGCC | GW | FR | 24167914 | checked |  |  | 24167914 |  | RECIRCULATING TOWER | 2015 | 2605.32 | 2012 | 2020 | continuous years
57037 | Kemper County IGCC Project | Kemper | MS | Municipality | 32.6547 | -88.7622 | 480 | 0 | RECIRCULATING TOWER | NGCC | PD | BE | 18192259 | checked |  |  | 18192259 |  | RECIRCULATING TOWER | 2015 | 477.07 | 2017 | 2020 | continuous years
57119 | Koda Biomass Plant | Scott | MN | Well | 44.7962 | -93.5377 | 755 | 2387062 | RECIRCULATING TOWER | BIOMASS | GW | -nr- | 2387062 | 0 | 659759 | Minnesota River | 2387062 |  | RECIRCULATING TOWER | 2015 | 753.38 | 2009 | 2020 | continuous years
57138 | Savannah River Site Biomass Cogen | Aiken | SC | Savannah River | 33.2833 | -81.6667 | 294 | 0 | RECIRCULATING TOWER | BIOMASS | -nr- | -nr- | 22722437 | checked |  |  | 22722437 |  | RECIRCULATING TOWER | 2015 | 290.05 | 2012 | 2020 | continuous years
57241 | Gainesville Renewable Energy Center | Alachua | FL | Upper Floridian Aquifer Wells | 29.7675 | -82.3964 | 190 | 0 | RECIRCULATING TOWER | BIOMASS | GW | FR | 2161594 | checked |  |  | 2161594 |  | RECIRCULATING TOWER | 2015 | 186.88 | 2013 | 2020 | continuous years
57349 | Garrison Energy Center LLC | Kent | DE | Municipality | 39.1872 | -75.4994 | 25 | 0 | RECIRCULATING TOWER | NGCC | OT | FR | 8075234 | checked | 214240 | Little River | 8075234 |  | RECIRCULATING TOWER | 2015 | 21.51 | 2015 | 2020 | continuous years
57564 | Algonquin Power Sanger LLC | Fresno | CA | Municipality | 36.6841 | -119.553 | 362 | 17136752 | RECIRCULATING TOWER | NGCC | -nr- | -nr- | 17142442 | checked |  |  | 17142442 |  | RECIRCULATING TOWER | 2015 | 361.8 | 2010 | 2020 | continuous years
57703 | Cheyenne Prairie Generating Station | Laramie | WY | City of Cheyenne WY | 41.1236 | -104.72 | 5938 | 0 | RECIRCULATING TOWER | NGCC | -nr- | -nr- | 2875523 | checked |  |  | 2875523 |  | RECIRCULATING TOWER | 2015 | 5946.34 | 2014 | 2020 | continuous years
57839 | Woodbridge Energy Center | Middlesex | NJ | Gray Water | 40.515 | -74.3189 | 9 | 0 | RECIRCULATING TOWER | NGCC | PD | BE | 26606995 | checked |  |  | 26606995 |  | RECIRCULATING TOWER | 2015 | 17.26 | 2015 | 2020 | continuous years
57898 | Palm Beach Renewable Energy Facility 2 | Palm Beach | FL | Wells | 26.7724 | -80.1418 | 34 | 0 | RECIRCULATING TOWER | BIOMASS | -nr- | -nr- | 67144 | checked |  |  | 67144 |  | RECIRCULATING TOWER | 2015 | 16.82 | 2015 | 2020 | continuous years
57909 | Piedmont Green Power | Lamar | GA | City of Barnesville | 33.0453 | -84.1256 | 775 | 0 | RECIRCULATING TOWER | BIOMASS | -nr- | -nr- | 6339242 | checked | 324203 | Tobesofkee Creek | 6339242 |  | RECIRCULATING TOWER | 2015 | 786.42 | 2013 | 2017 | continuous years
57978 | Lodi Energy Center | San Joaquin | CA | Groundwater | 38.0881 | -121.3875 | 21 | 0 | RECIRCULATING TOWER | NGCC | PD | BE | 3952909 | checked |  |  | 3952909 |  | RECIRCULATING TOWER | 2015 | 10.04 | 2012 | 2020 | continuous years
58001 | Panda Temple Power Station | Bell | TX | City of Temple | 31.0558 | -97.3172 | 598 | 0 | RECIRCULATING TOWER | NGCC | PD | BE | 5591650 | checked | 1360723 | Knob Creek | 5591650 |  | RECIRCULATING TOWER | 2015 | 594.11 | 2014 | 2020 | continuous years
58005 | Panda Sherman Power Station | Grayson | TX | Lake Texoma | 33.5826 | -96.6179 | 727 | 0 | RECIRCULATING TOWER | NGCC | SW | FR | 8350241 | checked | 1091325 | Choctaw Creek | 8350241 |  | RECIRCULATING TOWER | 2015 | 729.75 | 2014 | 2020 | continuous years
58007 | Brea Expansion Plant | Orange | CA | City Water | 33.932 | -117.8402 | 722 | 0 | RECIRCULATING TOWER | NGCC | -nr- | -nr- | 22527385 | checked |  |  | 22527385 |  | RECIRCULATING TOWER | 2015 | 723.01 | 2012 | 2020 | continuous years
58054 | Burgess BioPower | Coos | NH | City of Berlin | 44.4719 | -71.1753 | 1061 | 0 | RECIRCULATING TOWER | BIOMASS | -nr- | -nr- | 19335219 | checked | 580918 | Androscoggin River | 19335219 |  | RECIRCULATING TOWER | 2015 | 1043.57 | 2013 | 2020 | continuous years
58079 | Newark Energy Center | Essex | NJ | Passaic Valley Sewer Commrs. | 40.7072 | -74.1258 | 8 | 0 | RECIRCULATING TOWER | NGCC | PD | BE | 6261862 | checked |  |  | 6261862 |  | RECIRCULATING TOWER | 2015 | 14.03 | 2015 | 2020 | continuous years
58124 | Rothschild Biomass Cogen Facility | Marathon | WI | Wisconsin River | 44.8878 | -89.6297 | 1159 | 0 | RECIRCULATING TOWER | BIOMASS | -nr- | -nr- | 14732372 | checked | 1580811 | Wisconsin River | 14732372 |  | RECIRCULATING TOWER | 2015 | 1159.48 | 2013 | 2020 | continuous years
58205 | Grand Ave Plant | Jackson | MO | Missouri River | 39.1119 | -94.5811 | 792 | 0 | RECIRCULATING TOWER | COMPLEX | -nr- | -nr- | 4391417 | checked | 756398 | Missouri River | 4391417 |  | RECIRCULATING TOWER | 2015 | 792.07 | 2013 | 2020 | continuous years
58215 | Lee Combined Cycle Plant | Wayne | NC | Quaker Neck Lake | 35.3736 | -78.0894 | 88 | 0 | RECIRCULATING POND | NGCC | SW | FR | 11239873 | checked |  |  | 11239873 | KDS - comid should be for Quaker Neck Lake is 11239799 | RECIRCULATING POND | 2015 | 85.28 | 2013 | 2020 | continuous years
58427 | Lansing BWL REO Town Plant | Ingham | MI | Municipality | 42.7197 | -84.5517 | 840 | 0 | RECIRCULATING TOWER | NGCC | -nr- | -nr- | 12241730 | checked | 627109 | Grand River | 12241730 |  | RECIRCULATING TOWER | 2015 | 836.35 | 2013 | 2020 | continuous years
58472 | Buena Vista Biomass Power | Amador | CA | Jackson Creek | 38.2778 | -120.9136 | 306 | 0 | RECIRCULATING TOWER | BIOMASS | -nr- | -nr- | 3954601 | checked |  |  | 3954601 |  | RECIRCULATING TOWER | 2015 | 312.33 | 2012 | 2016 | continuous years
58518 | WSACC Power Generation Facility | Cabarrus | NC | Treated Effluent Municipal | 35.3261 | -80.5422 | 558 | 0 | RECIRCULATING POND | BIOMASS | -nr- | -nr- | 9202447 | checked | 1024276 | Rocky River | -999 | KDS - comid ok | RECIRCULATING POND | 2015 | 561.32 | 2014 | 2016 | continuous years
58557 | Mesquite Generating Station Block 1 | Maricopa | AZ | Wells | 33.345 | -112.8642 | 886 | 0 | RECIRCULATING TOWER | NGCC | GW | FR | 20395555 | checked |  |  | 20395555 |  | RECIRCULATING TOWER | 2015 | 884 | 2013 | 2020 | continuous years
58560 | Halifax County Biomass | Halifax | VA | HCSA Maple Avenue WWTP | 36.7014 | -78.8733 | 384 | 0 | RECIRCULATING TOWER | BIOMASS | -nr- | -nr- | 8693721 | checked | 1501638 | Reedy Creek | 8693721 |  | RECIRCULATING TOWER | 2015 | 386.09 | 2013 | 2020 | continuous years
58574 | Eagle Valley Clean Energy LLC Biomass | Eagle | CO | Municipality | 39.6481 | -106.9431 | 6333 | 0 | RECIRCULATING TOWER | BIOMASS | -nr- | -nr- | 1319096 | checked | 174007 | Eagle River | 1319096 |  | RECIRCULATING TOWER | 2015 | 6342.54 | 2013 | 2020 | continuous years
58595 | Indeck Energy-Alexandria | Grafton | NH | Smith River | 43.5608 | -71.7806 | 618 | 0 | RECIRCULATING TOWER | BIOMASS | -nr- | -nr- | 6730851 | checked | 869986 | Smith River | 6730851 |  | RECIRCULATING TOWER | 2015 | 618.36 | 2013 | 2017 | continuous years
58697 | L V Sutton Combined Cycle | New Hanover | NC | Sutton Lake (Catfish Creek) | 34.2831 | -77.9853 | 10 | 0 | RECIRCULATING POND | NGCC | SW | FR | 8832542 | checked |  |  | 8832542 | KDS - comid ok | RECIRCULATING POND | 2015 | 10.18 | 2013 | 2020 | continuous years
58706 | Allendale Biomass | Allendale | SC | Wells | 32.995 | -81.2819 | 164 | 0 | RECIRCULATING TOWER | BIOMASS | -nr- | -nr- | 20151817 | checked | 1222127 | Duck Branch | 20151817 |  | RECIRCULATING TOWER | 2015 | 164.84 | 2013 | 2020 | continuous years
58707 | Dorchester Biomass | Dorchester | SC | Wells | 33.2386 | -80.4503 | 89 | 0 | RECIRCULATING TOWER | BIOMASS | -nr- | -nr- | 9614011 | checked |  |  | 9614011 |  | RECIRCULATING TOWER | 2015 | 84.02 | 2013 | 2020 | continuous years
58944 | Woodville Renewable Power Project | Tyler | TX | City of Woodville Wastewater | 30.7483 | -94.4375 | 345 | 0 | RECIRCULATING TOWER | BIOMASS | -nr- | -nr- | 1165255 | checked | 1362090 | Magnus Branch | 1165255 |  | RECIRCULATING TOWER | 2015 | 337.22 | 2014 | 2016 | continuous years
59254 | Johnston LFG Turbine Plant | Providence | RI | city water | 41.8033 | -71.5233 | 312 | 0 | RECIRCULATING TOWER | NGCC | -nr- | -nr- | 6130229 | checked |  |  | 6130229 |  | RECIRCULATING TOWER | 2015 | 309.67 | 2013 | 2020 | continuous years
59338 | Sundevil Power Holdings - Gila River | Maricopa | AZ | Wells | 32.975 | -112.6944 | 712 | 0 | RECIRCULATING TOWER | NGCC | GW | FR | 20427666 | checked |  |  | 20427666 |  | RECIRCULATING TOWER | 2015 | 704.87 | 2013 | 2020 | continuous years
59784 | Gila River Power Block 3 | Maricopa | AZ | Wells | 32.975 | -112.6944 | 712 | 0 | RECIRCULATING TOWER | NGCC | GW | FR | 20427666 | checked |  |  | 20427666 |  | RECIRCULATING TOWER | 2015 | 704.87 | 2014 | 2020 | continuous years
60100 | Dinuba Energy | Tulare | CA | wells | 36.5715 | -119.4192 | 342 | 0 | RECIRCULATING TOWER | BIOMASS | -nr- | -nr- | 17142644 | checked |  |  | 17142644 |  | RECIRCULATING TOWER | 2015 | 342.79 | 2015 | 2015 | continuous years
3494 |  |  |  | Wells | 31.5842 | -102.9638 | 2652 | [5 empty] | 3210925 |  |  |  | -9999 | no SW, drop |  | pre_post 2015 | 2655.71 | 2000 | 2014 | missing 3 years
10373 |  |  |  | Wells & City of Hanford Water | 36.2703 | -119.6483 | 216 | [5 empty] | 17159004 |  |  |  | -9999 | no SW, drop |  | pre_post 2015 | 236.16 | 2000 | 2012 | continuous years
54423 |  |  |  | Well | 28.9159 | -81.676 | 86 | [5 empty] | 16636584 |  |  |  | -9999 | no str, drop |  | pre_post 2015 | 86.38 | 2000 | 2014 | continuous years
57154 |  |  |  | Redwood Lateral | 32.9038 | -115.5124 | -136 | [5 empty] | 22602545 |  |  | Alamo River | 22602815 | not likely SW, drop, updated water source does not have COMID, RC = 18100204005407; used COMID of Alamo River at Rositas Dam that feeds the Redwood lateral |  | pre_post 2015 | -134.68 | 2009 | 2010 | continuous years
50363 | Mesquite Resource Recovery Project | Imperial | CA |  | 32.9038 | -115.5119 | -142 | [5 empty] | 22602545 | Listed in EIA nonutility report; MAH - this is an IPP; elevation is below sea level because it's in the Imperial Valley, CA |  | Alamo River | -9999 | not likely SW, drop |  | pre_post 2015 | -134.68 | 2000 | 2000 | continuous years
10033 | Greater Detroit Resource Recovery Facility | Detroit | MI |  | 42.368 | -83.0542 | 634 | [5 empty] | 10850310 |  |  | Detroit River | -9999 | municipal, drop |  | pre_post 2015 | 634.03 | 2000 | 2008 | missing 7 years
50649 |  |  |  | Wells | 40.7343 | -73.3865 | 61 | [5 empty] | 9499692 |  |  | Santapogue Creek | -9999 | not likely SW, drop |  | pre_post 2015 | 61.88 | 2000 | 2011 | continuous years
7266 |  |  |  | Municipality | 37.6526 | -121.0201 | 83 | [5 empty] | 2823920 |  |  | Dry Creek | -9999 | not likely SW, drop |  | pre_post 2015 | 82.83 | 2001 | 2020 | missing 3 years
55301 | West Phoenix CC4 | Maricopa | AZ |  | 33.4414 | -112.1559 | 1055 | [5 empty] | 20478464 | groundwater source, I think this is one of the combined cycle generators of EIA id 117 probably like West Phoenix CC5 (55955) |  | Salt River | -9999 | GW, drop |  | pre_post 2015 | 1052.47 | 2001 | 2003 | continuous years
55955 | West Phoenix CC5 | Maricopa | AZ |  | 33.4414 | -112.1559 | 1055 | [5 empty] | 20478464 | groundwater source, I think this is one of the combined cycle generators of EIA id 117 probably like West Phoenix CC5 (55301) |  | Salt River | -9999 | GW, drop |  | pre_post 2015 | 1052.47 | 2003 | 2003 | continuous years
50849 | PE Berkeley Inc | Berkeley | CA |  | 37.8703 | -122.2634 | 234 | [5 empty] | 1671601 |  |  | Wildcat Creek | -9999 | not likely SW, drop |  | pre_post 2015 | 233.66 | 2000 | 2000 | continuous years
118 |  |  |  | Wells | 32.5525 | -111.2999 | 1915 | [5 empty] | 15886518 |  |  |  | -9999 | not likely SW, drop |  | pre_post 2015 | 1910.4 | 2000 | 2013 | missing 3 years
54265 | Akron Recycle Energy Plant Akron Plant | Akron | OH |  | 41.0731 | -81.5307 | 980 | [5 empty] | 15588512 | not enough cooling tower for the rated power |  | Little Cuyahoga River | 15588512 | uses canal but no COMID for this canal from NHD layer - reachcode = 04110002006285, using COMID of canal source water |  | pre_post 2015 | 978.44 | 2000 | 2000 | continuous years
3440 | Lon C. Hill |  | TX | Municipality | 27.849 | -97.6158 | 68 | [5 empty] | 3172510 |  |  | Nueces River | -9999 | drop comid |  | pre_post 2015 | 69.57 | 2000 | 2004 | missing 1 years
748 | Phillips | Highlands | FL | Wells | 27.4439 | -81.3633 | 57 | [5 empty] | 21491608 |  |  |  | -9999 | drop comid |  | pre_post 2015 | 60.18 | 2000 | 2002 | continuous years
59764 |  |  |  |  | 41.6679 | -83.4437 | 588 | [5 empty] | 15624493 |  |  | Otter Creek | 15624493 | Two canals surround plant: Johlin Ditch (04100010000736) and Driftmeyer Ditch (04100010003276) |  | pre_post 2015 | 592.07 | 2017 | 2020 | continuous years
10004 | IMC Agrico Co South Pierce Operations | Mulberry | FL |  | 27.7641 | -81.9373 | 129 | [5 empty] | 16894446 |  |  |  | 16893250 | wrong flowline, comid updated |  | pre_post 2015 | 130.92 | 2000 | 2000 | continuous years
55528 | Redhawk | Maricopa | AZ | Municipality | 33.3348 | -112.8409 | 883 | [5 empty] | 945070185 | MAH - removed recirc pond designation b/c not for cooling; tower-only plant that's municipally sourced |  | Centennial Wash | -9999 | drop comid |  | pre_post 2015 | 883.47 | 2003 | 2003 | continuous years
58478 |  |  |  |  | 29.6911 | -91.1928 | 6 | [5 empty] | 15182073 |  |  | Lower Atchafalaya River | 15176715 | wrong flowline, comid updated |  | pre_post 2015 | 6.21 | 2017 | 2020 | continuous years
60345 |  |  |  |  | 27.6342 | -80.7911 | 34 | [5 empty] | 11013083 |  |  |  | -9999 | not likely SW, drop |  | pre_post 2015 | 33.15 | 2019 | 2020 | continuous years
55318 |  |  |  | Indian River | 28.4929 | -80.7805 | 0 | [5 empty] | 16697995 |  |  | Indian River | 16697995 | ok |  | pre_post 2015 | 22.27 | 2000 | 2013 | continuous years
54219 |  |  |  | Wells | 40.9093 | -121.6405 | 3134 | [5 empty] | 7951882 |  |  | Burney Creek | -9999 | not likely SW, drop |  | pre_post 2015 | 3130.99 | 2000 | 2010 | continuous years
50651 |  |  |  | Syracuse City Water | 43.065 | -76.2086 | 404 | [5 empty] | 904140173 |  |  |  | -9999 | no nearby COMID, not good for GF, updated water source = municipality |  | pre_post 2015 | 400.53 | 2000 | 2013 | continuous years
1559 |  |  |  | Patapsco River | 39.238 | -76.5161 | 0 | [5 empty] | 11690614 |  |  | Bear Creek | 22336557 | wrong flowline, comid updated |  | pre_post 2015 | 10.45 | 2000 | 2016 | continuous years
50906 | Ford Utilities Center | Albuquerque | NM |  | 35.0839 | -106.625 | 5156 | [5 empty] | 17806412 |  |  |  | -9999 | municipal, drop |  | pre_post 2015 | 5149.29 | 2000 | 2000 | continuous years
10370 |  |  |  | City Of Antioch | 38.0107 | -121.7559 | 25 | [5 empty] | 1889834 |  |  | San Joaquin River | -9999 | not likely SW, drop, updated water source = municipal |  | pre_post 2015 | 21.93 | 2000 | 2012 | missing 1 years
2341 | Mohave | Clark | NV | Colorado River | 35.1458 | -114.5917 | 712 | [5 empty] | 945030302 |  |  | Colorado River | -9999 | not likely SW, drop |  | pre_post 2015 | 704.46 | 2000 | 2010 | missing 1 years
10683 | Brush Cogen Project Phase 2 BCP | Brush | CO |  | 40.2415 | -103.631 | 4245 | [5 empty] | 215051 | I think industrial. different phases of this are listed as a nonutility plant in eia 2003 document; MAH - although it's in EIA, 2003, I think this is an IPP-owned NGCC plant, and not industrial |  | Beaver Creek | -9999 | not likely SW, drop |  | pre_post 2015 | 4240.58 | 2000 | 2007 | continuous years
1458 | Ruston | Lincoln | LA | Municipality | 32.5287 | -92.6134 | 282 | [5 empty] | 15215469 | Likely publicly-supplied; water source ""municipality""; not near an obvious water source |  | Moncrief Creek | -9999 | drop comid |  | pre_post 2015 | 280.48 | 2000 | 2005 | missing 1 years
683 | Indian River Plant | Brevard | FL | Indian River | 28.4926 | -80.776 | 12 | [5 empty] | 16697995 | adjusted coordinates to intake structure |  | Indian River | 16697995 | ok |  | pre_post 2015 | 10.86 | 2000 | 2002 | continuous years
50676 |  |  |  | Municipality | 40.4091 | -104.6846 | 4679 | [5 empty] | 2903261 |  |  | Cache la Poudre River |  | Greeley Number 3 Ditch (RC 10190007000833); updated water source = municipal |  | pre_post 2015 | 4672.89 | 2000 | 2013 | continuous years
55048 |  |  |  | Municipality | 41.6421 | -71.1704 | 245 | [5 empty] | 6129711 |  |  | Sin and Flesh Brook | -9999 | not likely SW, drop, updated water source = municipal |  | pre_post 2015 | 252.84 | 2000 | 2020 | missing 3 years
3503 | River Crest | Red River | TX | River Crest Lake | 33.3989 | -95.1543 | 339 | [5 empty] | 1129593 |  |  | Sulphur River | 1128997 | wrong comid, reservoir not stream -- should be 1128997 |  | pre_post 2015 | 333.45 | 2000 | 2003 | continuous years
60926 |  |  |  |  | 30.0127 | -90.4597 | 10 | [5 empty] | 19086195 | modified lat/long to indicate plant |  | Mississippi River | 19086195 | ok |  | pre_post 2015 | 10 | 2019 | 2020 | continuous years
3489 | Eagle Mountain | Tarrant | TX | Eagle Mountain Reservoir | 32.9056 | -97.4792 | 664 | [5 empty] | 1306933 |  |  | West Fork Trinity River | 1306933 | ok |  | pre_post 2015 | 673.1 | 2000 | 2005 | continuous years
167 |  |  |  | Arkansas River | 34.7535 | -92.1979 | 248 | [5 empty] | 22848123 |  |  | Arkansas River | 22848123 | ok |  | pre_post 2015 | 249.88 | 2000 | 2013 | missing 2 years
50202 |  |  |  | Niagara Falls Municipal Water | 43.0828 | -79.0033 | 577 | [5 empty] | 15568113 |  |  | Niagara River | -9999 | ok; nope, updated water source = municipal |  | pre_post 2015 | 574.6 | 2000 | 2014 | missing 1 years
10850 |  |  |  | Municipality | 35.0361 | -117.6962 | 2435 | [5 empty] | 22676632 |  |  |  | -9999 | must be groundwater; drop comid; updated water source = municipal |  | pre_post 2015 | 2421.97 | 2000 | 2013 | continuous years
2801 | Jamestown | Stutsman | ND |  | 46.9057 | -98.6622 | 1492 | [5 empty] | 11462508 | water source is likely municipal, google maps street view shows a sign saying "water valve". Another sign notes this is a peaking plant. |  |  | -9999 | not likely SW, drop |  | pre_post 2015 | 1497.51 | 2001 | 2007 | missing 4 years
10344 | Charleston Resource Recovery Facility | North Charleston | SC |  | 32.8451 | -79.955 | 14 | [5 empty] | 9645945 | In EIA inventory of nonutility plants, Foster Wheeler Power Sys Inc, good Google Imagery 9/2010, gone in 2011, waste to energy facility, https://www.charlestoncounty.org/departments/environmental-management/about.php , water source- municipality |  | Cooper River | -9999 | stream does not show up on 100k NHD+v2, but does in NHD layer as Shipyard Creek (RC 03050201004956); NOPE , notes claim municipal |  | pre_post 2015 | 15.62 | 2000 | 2009 | missing 7 years
2475 | Algodones | Sandoval | NM | Wells | 35.3852 | -106.4656 | 5131 | [5 empty] | 943020317 |  |  | Rio Grande | -9999 | not likely SW, drop |  | pre_post 2015 | 5121.76 | 2000 | 2000 | continuous years
3527 | San Angelo | Tom Green | TX | lake | 31.3933 | -100.4933 | 1879 | [5 empty] | 5702853 |  |  |  | 2702847 | wrong flowline, comid updated |  | pre_post 2015 | 1877.67 | 2000 | 2004 | continuous years
3500 | Collin | Collin | TX | Wells | 33.1994 | -96.8147 | 639 | [5 empty] | 1278548 |  |  |  | -9999 | drop comid |  | pre_post 2015 | 641.45 | 2000 | 2003 | continuous years
2244 | North Denver | Adams | NE |  | 40.5988 | -98.3886 | 1937 | [5 empty] | 18798781 | suspicious that we didn't model it in 2010 or 2015, but there's EIA data 2000-2020 |  |  | -9999 | not likely SW, drop |  | pre_post 2015 | 1932 | 2000 | 2020 | continuous years
10485 |  |  |  | Old Road Bay | 39.2164 | -76.474 | 0 | [5 empty] | 11690618 |  |  |  | 11690618 | ok |  | pre_post 2015 | 8.11 | 2000 | 2010 | continuous years
60340 |  |  |  |  | 31.5559 | -84.1103 | 193 | [5 empty] | 933130034 |  |  |  | -9999 | not likely SW, drop |  | pre_post 2015 | 186.14 | 2017 | 2020 | continuous years
2434 |  |  |  | Municipality | 39.4891 | -75.0341 | 81 | [5 empty] | 9485406 |  |  | Little Robin Branch | -9999 | not likely SW, drop; updated water source = municipal |  | pre_post 2015 | 80.89 | 2000 | 2012 | continuous years
54468 |  |  |  | Wells | 40.2968 | -121.0178 | 5065 | [5 empty] | 2772846 |  |  | Robbers Creek | -9999 | wrong flowline, comid updated; updated water source = groundwater |  | pre_post 2015 | 5061.51 | 2000 | 2011 | continuous years
7949 | Hopewell | Hopewell | VA | Va American Water Co | 37.2978 | -77.2835 | 53 | [5 empty] | 10067143 | Municipal water source; same as 10771; See also https://www.gem.wiki/Southampton_Power_Station; MAH - the pond is not for cooling; tower-only plant |  | Cattail Creek | -9999 | drop comid |  | pre_post 2015 | 49.61 | 2000 | 2001 | continuous years
60768 |  |  |  |  | 32.975 | -112.6944 | 713 | [5 empty] | 945070219 |  |  |  | -9999 | not likely SW, drop |  | pre_post 2015 | 704.87 | 2016 | 2020 | continuous years
59220 |  |  |  |  | 39.7194 | -76.1616 | 476 | [5 empty] | 4725743 |  |  |  | -9999 | not likely SW, drop |  | pre_post 2015 | 460.9 | 2017 | 2020 | continuous years
617 |  |  |  | Intracoastal Waterway | 26.0854 | -80.1255 | 0 | [5 empty] | 79502 |  |  |  | 79502 | ok |  | pre_post 2015 | 16.77 | 2000 | 2020 | missing 2 years
2241 |  |  |  | Wells | 40.9228 | -98.3267 | 1846 | [5 empty] | 7291248 |  |  |  | -9999 | not likely SW, drop |  | pre_post 2015 | 1843.98 | 2000 | 2016 | continuous years
10802 |  |  |  | Pawtucket Canal | 42.64 | -71.3229 | 96 | [5 empty] | 6771077 |  |  |  | 6746208 | Pawtucket Canal (reachcode 010700060074707) no COMID sourced from Merrimack River (not close) using River COMID |  | pre_post 2015 | 98.5 | 2000 | 2013 | continuous years
4938 | Fort Phantom | Jones | TX | lake | 32.5827 | -99.6814 | 1632 | [5 empty] | 5489975 | some structures at 32.582235, -99.684341 not sure if they are towers |  | Elm Creek | 5489185 | wrong flowline, comid updated |  | pre_post 2015 | 1636.52 | 2000 | 2004 | continuous years
173 | Robert E Ritchie | Phillips | AR | Mississippi River | 34.4629 | -90.5987 | 186 | [5 empty] | 14191027 | no towers, pumping station next to MS river |  | Mississippi River | 14191027 | ok |  | pre_post 2015 | 184.79 | 2000 | 2013 | missing 1 years
50068 | Sierra Power Corp | Terra Bella | CA |  | 35.9542 | -119.0461 | 492 | [5 empty] | 17161598 | Listed in EIA nonutility report.; MAH - EIA, 2003, indicates it's out-of-service (status = OS) |  |  | -9999 | not likely SW, drop |  | pre_post 2015 | 493.77 | 2000 | 2000 | continuous years
1175 |  |  |  | Municipality | 41.3981 | -92.9143 | 871 | [5 empty] | 6983382 |  |  |  | -9999 | not likely SW, drop |  | pre_post 2015 | 877.51 | 2000 | 2012 | continuous years
10473 |  |  |  | Municipal | 33.7929 | -118.3497 | 274 | [5 empty] | 20366127 |  |  |  | -9999 | not likely SW, drop |  | pre_post 2015 | 224.18 | 2000 | 2010 | continuous years
168 | Hamilton Moses | St Francis | AR | L'Anquille River | 34.9806 | -90.8722 | 215 | [5 empty] | 22864501 |  |  | L'Anguille River | 22864501 | ok |  | pre_post 2015 | 213.24 | 2000 | 2009 | missing 1 years
1450 | Natchitoches | Natchitoches | LA | Municipality | 31.7705 | -93.0952 | 133 | [5 empty] | 19918046 | Likely publicly-supplied; water source ""municipality""; not near an obvious water source |  |  | -9999 | drop comid |  | pre_post 2015 | 127.68 | 2000 | 2008 | missing 1 years
10334 | H Power | Kapolei | HI |  | 21.3051 | -158.1035 | 10 | [5 empty] | #N/A | In EIA inventory of nonutility plants, DFO Partnership, right next to AES Hawaii, water source is "Caprock Well", http://www.energyjustice.net/map/displayfacilityadvanced-66961.htm , looks there are transformers there for transmitting electricity |  |  | -9999 | not likely SW, drop - groundwater |  | pre_post 2015 | 13.78 | 2000 | 2008 | missing 4 years
228 |  |  |  | San Joaquin River | 38.0187 | -121.7628 | 11 | [5 empty] | 1889834 |  |  | San Joaquin River | 1889834 | ok |  | pre_post 2015 | 5.67 | 2000 | 2013 | continuous years
3442 | La Palma | Cameron | TX | Resaca De Las Palmas | 26.1425 | -97.6411 | 38 | [5 empty] | 209963 | Plant is several blocks away from original coordinates |  |  | 209963 | ok |  | pre_post 2015 | 38.96 | 2000 | 2006 | continuous years
10731 |  |  |  | Wells | 41.1859 | -76.832 | 506 | [5 empty] | 8151661 |  |  |  | -9999 | wrong flowline; COMID = 8152481; NOPE, updated water source = groundwater |  | pre_post 2015 | 505.82 | 2000 | 2013 | continuous years
7652 |  |  |  | Savannah River | 33.2906 | -81.6831 | 312 | [5 empty] | 22724719 |  |  | Upper Three Runs | 22724719 | ok, two tribs come into facility, this comid is the mainstem for one trib |  | pre_post 2015 | 290.8 | 2000 | 2012 | missing 1 years
10502 |  |  |  | Well | 37.72 | -121.4883 | 121 | [5 empty] | 1897170 |  |  |  | -9999 | No, water source is Delta-Mednota Canal (reachcode 18040003015294) which does not have a comid. NOPE, updated water source = groundwater |  | pre_post 2015 | 119.88 | 2000 | 2014 | continuous years
54852 |  |  |  | Moosehead Lake | 45.4546 | -69.6101 | 1080 | [5 empty] | 1025098 |  |  |  | 1025094 | Wrong stream, COMID updated |  | pre_post 2015 | 1081.26 | 2000 | 2009 | continuous years
10120 | Hercules Inc Brunswick Plant | Brunswick | GA |  | 31.1635 | -81.4807 | 12 | [5 empty] | 9903219 | no imagery for 2000, only 1999 and 2003, 2003 imagery not clear |  | Clubbs Creek | 9903217 | Wrong stream, COMID updated |  | pre_post 2015 | 9.06 | 2000 | 2000 | continuous years
3613 | W B Tuttle | Bexar | TX | Wells | 29.53 | -98.4181 | 760 | [5 empty] | 10840232 |  |  | Salado Creek | -9999 | drop comid |  | pre_post 2015 | 755.18 | 2000 | 2011 | missing 1 years
58236 |  |  |  |  | 42.0433 | -92.8728 | 885 | [5 empty] | 17538959 |  |  |  | -9999 | not likely SW, drop |  | pre_post 2015 | 883.94 | 2017 | 2020 | continuous years
10072 | Engineered Carbons Borger Cogeneration | Borger | TX |  | 35.667 | -101.432 | 3165 | [5 empty] | 19970052 |  |  | Rock Creek | -9999 | not likely SW, drop |  | pre_post 2015 | 3159.22 | 2000 | 2000 | continuous years
1897 |  |  |  | St Louis River | 46.7351 | -92.1519 | 0 | [5 empty] | 1777592 |  |  | Saint Louis River | 1777592 | ok |  | pre_post 2015 | 609.07 | 2000 | 2012 | missing 3 years
666 | J D Kennedy | Duval | FL | St. Johns River | 30.3648 | -81.626 | 10 | [5 empty] | 16660221 |  |  |  | 16660221 | ok |  | pre_post 2015 | 9.41 | 2000 | 2002 | continuous years
64020 |  |  |  |  | 42.5821 | -89.0412 | 767 | [5 empty] | 13297306 |  |  | Rock River | 13297306 | ok |  | pre_post 2015 | 767.27 | 2020 | 2020 | continuous years
3686 | Provo | UTAH | UT |  | 40.2429 | -111.6631 | 4578 | [5 empty] | 10376596 |  |  | Provo River | -9999 | not likely SW, drop |  | pre_post 2015 | 4572.13 | 2000 | 2015 | missing 10 years
54221 | Blanco Compressor Station | Bloomfield | NM |  | 36.7311 | -107.9628 | 5600 | [5 empty] | 17040255 | building in compressor station with stacks. |  |  | -9999 | not likely SW, drop |  | pre_post 2015 | 5591 | 2000 | 2000 | continuous years
61213 |  |  |  |  | 34.0406 | -83.1929 | 670 | [5 empty] | 6278911 |  |  |  | -9999 | not likely SW, drop |  | pre_post 2015 | 694.02 | 2019 | 2020 | continuous years
2063 |  |  |  | Municipality | 33.5166 | -90.1834 | 130 | [5 empty] | 17990964 |  |  |  | -9999 | not likely SW, drop |  | pre_post 2015 | 131.19 | 2000 | 2009 | continuous years
10369 |  |  |  | City Of Antioch | 38.019 | -121.7604 | 0 | [5 empty] | 1889834 |  |  | San Joaquin River | 1889834 | ok |  | pre_post 2015 | 6.07 | 2000 | 2012 | missing 1 years
50736 |  |  |  | Sterling Municipal Water Co | 41.7125 | -71.8222 | 528 | [5 empty] | 6148933 |  |  |  | -9999 | not likely SW, drop |  | pre_post 2015 | 544.61 | 2000 | 2013 | continuous years
54744 |  |  |  | Wells | 31.2469 | -90.1993 | 404 | [5 empty] | 15688223 |  |  | Leatherwood Creek | -9999 | not likely SW, drop |  | pre_post 2015 | 415.76 | 2000 | 2010 | missing 3 years
50993 |  |  |  | N/A | 42.9442 | -123.3768 | 0 | [5 empty] | 23901087 |  |  | Cow Creek | 23901087 | ok |  | pre_post 2015 | 716.04 | 2000 | 2020 | missing 5 years
3524 | Paint Creek | Haskell | TX | lake | 33.0811 | -99.5778 | 1434 | [5 empty] | 5508414 |  |  |  | 5508414 | ok |  | pre_post 2015 | 1442.76 | 2000 | 2004 | missing 1 years
422 |  |  |  |  | 34.126 | -118.1494 | 751 | [5 empty] | 22515010 |  |  | Alhambra Wash | -9999 | not likely SW, drop |  | pre_post 2015 | 760.26 | 2001 | 2020 | missing 13 years
4127 |  |  |  | Lake Winnebago | 44.2 | -88.4582 | 0 | [5 empty] | 12009574 |  |  | Fox River | 12009574 | ok |  | pre_post 2015 | 746.24 | 2000 | 2009 | missing 1 years
10347 | TMC LLC | Jefferson | FL |  | 30.5014 | -83.8758 | 179 | [5 empty] | 2287089 | not in EIA inventory of nonutility plants, looks like 2 induced draft cooling towers. There is also a square pond with a berm down the middle, but maybe not for cooling. 3/2006 imagery is pretty clear. http://www.energyjustice.net/map/displayfacility-669 |  |  | -9999 | not likely SW, drop |  | pre_post 2015 | 178.69 | 2000 | 2012 | missing 2 years
1726 | Conners Creek | Wayne | MI | Detroit River | 42.3592 | -82.9597 | 580 | [5 empty] | 10848666 |  |  | Detroit River | 10848666 | ok |  | pre_post 2015 | 579.45 | 2000 | 2013 | missing 3 years
6025 | Collins | Grundy | IL | Illinois River | 41.3549 | -88.3526 | 513 | [5 empty] | 14779386 | Cool_watersource says illinois river, but intake and discharge looks like heidecke Lake; MAH - Heidecke Lake is a recirc pond next to the IL river |  |  | 14780112 | Wrong stream, COMID updated |  | pre_post 2015 | 523 | 2000 | 2004 | continuous years
10167 | Seadrift Coke LP | Portlavaca | TX |  | 28.5139 | -96.7942 | 33 | [5 empty] | 7864404 |  |  |  | 7864404 | ok |  | pre_post 2015 | 32.89 | 2000 | 2000 | continuous years
10224 | Merck Rahway Power Plant | Rahway | NJ |  | 40.6156 | -74.2653 | 30 | [5 empty] | 6261294 | In EIA inventory of nonutility plants, owner- Merck & Co Inc., Energy Source- natural gas and oil- http://www.energyjustice.net/map/displayfacility-66911.htm , listed in the EIA inventory of nonutility, is this a powerplant for Merck (pharmaceautical com |  | Rahway River | -9999 | not likely SW, drop |  | pre_post 2015 | 29.3 | 2000 | 2009 | missing 8 years
50771 |  |  |  | Wells | 40.917 | -76.8146 | 634 | [5 empty] | 8153703 |  |  |  | -9999 | not likely SW, drop |  | pre_post 2015 | 629.88 | 2000 | 2012 | continuous years
50137 | Newgulf | Boling | TX |  | 29.2639 | -95.8997 | 72 | [5 empty] | 1612498 | Listed in EIA nonutility report. |  | Linnville Bayou | 1611902 | Wrong stream, COMID updated |  | pre_post 2015 | 71.3 | 2000 | 2002 | continuous years
60550 |  |  |  |  | 34.3761 | -83.3306 | 751 | [5 empty] | 6277737 |  |  | Indian Creek | -9999 | not likely SW, drop |  | pre_post 2015 | 796.84 | 2019 | 2020 | continuous years
56326 | Mustang Station (56326) |  | TX |  | 32.9746 | -102.7436 | 3506 | [5 empty] | 5682745 | groundwater source; MAH - removed recirc pond designation b/c it's not for cooling |  |  | -9999 | drop comid |  | pre_post 2015 | 3499.24 | 2007 | 2007 | continuous years
7242 |  |  |  | Lake | 27.7267 | -81.9906 | 0 | [5 empty] | 16801745 |  |  | Little Payne Creek | 16800311 | flowline selected but should be ponds but no COMID; reach code = 03100101019609; used adjacent pond comid |  | pre_post 2015 | 142.62 | 2001 | 2020 | missing 5 years
10202 | Jefferson Smurfit Fernandina Beach |  | FL | Wells | 30.6818 | -81.4554 | 11 | [5 empty] | 18257981 |  |  | Amelia River | -9999 | drop comid |  | pre_post 2015 | 11.64 | 2000 | 2009 | missing 7 years
60464 |  |  |  |  | 40.1752 | -79.6967 | 1220 | [5 empty] | 3805225 |  |  | Barren Run | -9999 | not likely SW, drop |  | pre_post 2015 | 1233.47 | 2018 | 2020 | continuous years
54578 | Glenns Ferry Cogen Facility | Elmore | ID | Municipality | 42.954 | -115.2937 | 2552 | [5 empty] | 23275622 | municipal water source |  | Snake River | -9999 | drop comid |  | pre_post 2015 | 2552.52 | 2001 | 2009 | missing 1 years
8063 | DeCordova Steam Electric Station | Hood | TX | Lake Granbury | 32.4031 | -97.7006 | 709 | [5 empty] | 5499430 |  |  | Brazos River | 5499430 | ok |  | pre_post 2015 | 705.29 | 2000 | 2009 | continuous years
57794 |  |  |  |  | 41.699 | -86.4797 | 750 | [5 empty] | 13430791 |  |  |  | -9999 | not likely SW, drop |  | pre_post 2015 | 748.69 | 2017 | 2020 | continuous years
3471 | Webster | Harris | TX | Clear Lake | 29.5302 | -95.1033 | 16 | [5 empty] | 1563622 |  |  | Clear Creek | 1563622 | ok |  | pre_post 2015 | 16.17 | 2000 | 2005 | continuous years
61028 |  |  |  |  | 40.9944 | -80.43 | 974 | [5 empty] | 13156807 |  |  | Mahoning River | -9999 | not likely SW, drop |  | pre_post 2015 | 978.92 | 2020 | 2020 | continuous years
7952 | Southampton | Southampton | VA | Hercules Incorporated | 36.6525 | -76.9953 | 0 | [5 empty] | 8726681 | Groundwater source; same as 10774; See also https://www.gem.wiki/Southampton_Power_Station; MAH - there is no recirc pond at this plant, tower only plant |  | Chowan River | -9999 | drop comid |  | pre_post 2015 | 19.53 | 2000 | 2002 | continuous years
10091 | Total Energy Facilities | Carson | CA |  | 33.7702 | -118.2866 | 114 | [5 empty] | 20366391 |  |  |  | 20366391 | ok |  | pre_post 2015 | 106.2 | 2000 | 2009 | missing 8 years
50406 | Somerset Plant | Skowhegan | ME |  | 44.7035 | -69.6474 | 186 | [5 empty] | 3320712 | a.k.a. ""Somerset Waste Plant"" |  |  | 3322180 | Wrong stream, COMID updated |  | pre_post 2015 | 194 | 2000 | 2000 | continuous years
961 | South Main Street | Ogle | IL | Municipality | 41.9079 | -89.0453 | 795 | [5 empty] | 10605934 | lat/long is a food manufacturer; I do not see any cooling towers; municipal cooling water source reported |  |  | -9999 | drop comid |  | pre_post 2015 | 793.38 | 2000 | 2002 | continuous years
3788 |  |  |  | Potomac River | 38.8204 | -77.0411 | 0 | [5 empty] | 22340577 |  |  | Potomac River | 22340577 | ok |  | pre_post 2015 | 31.89 | 2001 | 2012 | continuous years
9864 |  |  |  | Connecticut River | 42.2 | -72.61 | 0 | [5 empty] | 6781261 |  |  |  | 6781261 | ok |  | pre_post 2015 | 94.92 | 2000 | 2013 | missing 2 years
1046 |  |  |  | Mississippi River | 42.5035 | -90.6569 | 0 | [5 empty] | 13357548 |  |  | Mississippi River | 13357548 | ok |  | pre_post 2015 | 594.34 | 2000 | 2017 | continuous years
1443 |  |  |  | Well | 30.238 | -92.0466 | 41 | [5 empty] | 21899193 |  |  |  | -9999 | not likely SW, drop |  | pre_post 2015 | 40.15 | 2000 | 2014 | continuous years
50950 | Wheelabrator Martell Inc | Sutter Creek | CA |  | 38.3684 | -120.8045 | 1535 | [5 empty] | 17057292 |  |  | Rock Creek | -9999 | not likely SW, drop |  | pre_post 2015 | 1528.64 | 2000 | 2000 | continuous years
50664 |  |  |  | Municipality | 41.4405 | -72.8353 | 63 | [5 empty] | 6177076 |  |  | Wharton Brook | -9999 | not likely SW, drop |  | pre_post 2015 | 65.07 | 2000 | 2012 | continuous years
56846 |  |  |  |  | 38.5686 | -76.8919 | 182 | [5 empty] | 4528219 |  |  |  | -9999 | not likely SW, drop |  | pre_post 2015 | 158.63 | 2016 | 2020 | continuous years
52026 |  |  |  | Municipality | 41.6729 | -70.999 | 151 | [5 empty] | 5881717 |  |  |  | -9999 | not likely SW, drop |  | pre_post 2015 | 151.47 | 2000 | 2020 | missing 1 years
3454 | North Lake | Dallas | TX | North Lake | 32.9506 | -96.975 | 510 | [5 empty] | 1279592 |  |  | Grapevine Creek | 1279056 | flowline picked when it should be waterbody - comid updated |  | pre_post 2015 | 507.42 | 2000 | 2008 | missing 1 years
3483 |  |  |  | Wells | 35.821 | -102.0277 | 3714 | [5 empty] | 19978770 |  |  | North Big Blue Creek | -9999 | not likely SW, drop |  | pre_post 2015 | 3706.34 | 2000 | 2013 | continuous years
56406 | Sierra Pacific Burlington Facility |  | WA |  | 48.4494 | -122.4382 | 14 | [5 empty] | 23989895 | not sure of cooling water source and I think this should be an industrial generator sector; MAH - removed ""unknown"" designation; this is a biomass-steam plant with induced-draft towers |  |  | -9999 | not likely SW, drop |  | pre_post 2015 | 16.04 | 2007 | 2007 | continuous years
10803 | Ogdensburg Power | St Lawrence | NY | St Lawrence River | 44.7258 | -75.4417 | 274 | [5 empty] | 25293248 | St. Lawrence river is nearby |  |  | 25293248 | ok |  | pre_post 2015 | 275.23 | 2000 | 2007 | continuous years
10670 |  |  |  | River and Municipality | 29.717 | -95.2274 | 22 | [5 empty] | 1439485 |  |  | Vince Bayou | 1439485 | ok |  | pre_post 2015 | 22.33 | 2000 | 2013 | missing 1 years
10380 | Elizabethtown Power LLC | Bladen | NC | WELL WATER | 34.6472 | -78.6415 | 114 | [5 empty] | 8831792 | not in EIA inventory of nonutility plants, http://www.energyjustice.net/map/displayfacility-66986.htm indicates a backup plant with fuel type of coal and secorty fuel type of tires, interesting possibily irrelevant note- looks like there is pipe that goe |  | Cape Fear River | -9999 | drop comid |  | pre_post 2015 | 114.38 | 2001 | 2009 | missing 1 years
3627 | North Texas | Parker | TX | Lake Weatherford | 32.7784 | -97.6939 | 901 | [5 empty] | 1269060 |  |  | Clear Fork Trinity River | 1269060 | ok |  | pre_post 2015 | 903.24 | 2000 | 2008 | missing 1 years
1381 |  |  |  | Ohio River | 37.9627 | -86.7914 | 0 | [5 empty] | 10109549 |  |  | Ohio River | 10109549 | ok |  | pre_post 2015 | 406.66 | 2000 | 2015 | continuous years
2629 | Lovett | Rockland | NY | Hudson River | 41.2587 | -73.9782 | 8 | [5 empty] | 6229110 | agreement between assinged and repeat |  | Hudson River | 6229110 | ok |  | pre_post 2015 | 3.72 | 2000 | 2008 | continuous years
10305 |  |  |  | Poughkeepsie Water Supply | 41.6474 | -73.9428 | 0 | [5 empty] | 6212764 |  |  | Hudson River | -9999 | ok, NOPE, updated water source = municipal |  | pre_post 2015 | 68.5 | 2000 | 2007 | continuous years
58503 |  |  |  |  | 45.6986 | -119.8131 | 687 | [5 empty] | 24235618 |  |  |  | 24235618 | ok |  | pre_post 2015 | 676.94 | 2016 | 2020 | continuous years
1299 | Larned | Pawnee | KS | Wells | 38.1762 | -99.1 | 2007 | [5 empty] | 21226961 | historical imagery isn't clear; 2011 and on show induced-draft towers not in use |  | Pawnee River | -9999 | drop comid |  | pre_post 2015 | 2002.77 | 2000 | 2003 | continuous years
3502 | Lake Creek | McLennan | TX | Lake Creek Lake | 31.4647 | -96.985 | 413 | [5 empty] | 5515400 |  |  | Manos Creek | 5515400 | ok |  | pre_post 2015 | 411.95 | 2000 | 2009 | continuous years
55976 | Hunterstown | Adams | PA | Wells | 39.8725 | -77.1672 | 582 | [5 empty] | 8447980 | hybrid cooling with both wet and dry towers |  |  | -9999 | drop comid |  | pre_post 2015 | 584.38 | 2003 | 2008 | continuous years
54658 |  |  |  | Well | 28.0534 | -81.8071 | 146 | [5 empty] | 16794431 |  |  |  | -9999 | not likely SW, drop |  | pre_post 2015 | 146.03 | 2000 | 2014 | continuous years
3160 | Delaware Generating Station | Philadelphia | PA | Delaware River | 39.968 | -75.1252 | 10 | [5 empty] | 4495868 |  |  | Delaware River | 4495868 | ok |  | pre_post 2015 | 10.36 | 2000 | 2004 | continuous years
10025 | Kodak Park Site | Rochester | NY |  | 43.2012 | -77.6315 | 415 | [5 empty] | 15537879 |  |  | Genesee River | 15537879 | ok |  | pre_post 2015 | 413.49 | 2000 | 2009 | missing 8 years
610 | Cutler | Dade | FL | Biscayne Bay | 25.6321 | -80.2989 | 13 | [5 empty] | 84280 |  |  |  | 84280 | ok |  | pre_post 2015 | 14.18 | 2000 | 2009 | continuous years
460 |  |  |  | Arkansas River | 38.2663 | -104.6153 | 4669 | [5 empty] | 951131 |  |  | Arkansas River | 951131 | ok |  | pre_post 2015 | 4664.89 | 2000 | 2012 | continuous years
55335 | Ontelaunee Energy Center | Berks | PA | Reading Water Authority | 40.4219 | -75.9353 | 340 | [5 empty] | 4780613 | cooling water is municipality sourced |  | Willow Creek | -9999 | drop comid |  | pre_post 2015 | 340.88 | 2003 | 2003 | continuous years
143 | Crosscut | Maricopa | AZ | Crosscut Canal | 33.4394 | -111.9461 | 1170 | [5 empty] | 20481280 | no towers, on canal |  |  | 20480348 | water from Arizone Cross Cut Canal (RC = 15060106004973) water source to canal is canal 20480064 but a quite a distance from the PP; using Salt River since it is right next to PP |  | pre_post 2015 | 1165.88 | 2000 | 2002 | continuous years
3609 |  |  |  | Wells | 29.3514 | -98.5758 | 638 | [5 empty] | 10836388 |  |  | Leon Creek | -9999 | not likely SW, drop |  | pre_post 2015 | 635.89 | 2000 | 2013 | missing 5 years
55314 | Union Power Station | Union | AR | Ouachita River | 33.2976 | -92.5868 | 176 | [5 empty] | 21955724 | seems to be the 2003 version of plant 55380; MAH - I do not see evidence of this plant until 2006 and it's all towers, no once-through (removed that designation) |  | Amason Creek | -9999 | not likely SW, drop |  | pre_post 2015 | 170.88 | 2003 | 2003 | continuous years
934 | Breese | Clinton | IL | Municipality | 38.6075 | -89.5245 | 451 | [5 empty] | 13882862 |  |  |  | -9999 | drop comid |  | pre_post 2015 | 451.8 | 2000 | 2002 | continuous years
897 |  |  |  | Vermilion Reservoir | 40.1781 | -87.7483 | 701 | [5 empty] | 10080988 |  |  |  | 10080988 | ok |  | pre_post 2015 | 703.31 | 2000 | 2011 | continuous years
2051 |  |  |  | Sunflower River | 33.7947 | -90.7138 | 139 | [5 empty] | 17955357 |  |  |  | 17958293 | Wrong stream, COMID updated |  | pre_post 2015 | 141.04 | 2000 | 2010 | missing 1 years
1235 |  |  |  | Wells | 38.409 | -98.8685 | 1929 | [5 empty] | 21201296 |  |  |  | -9999 | not likely SW, drop |  | pre_post 2015 | 1920.36 | 2000 | 2020 | continuous years
10472 |  |  |  | Municipal | 34.0238 | -118.0243 | 666 | [5 empty] | 22521007 |  |  |  | -9999 | not likely SW, drop |  | pre_post 2015 | 712.71 | 2000 | 2010 | continuous years
1058 | Sixth Street | Linn | IA | River/Lake | 41.9848 | -91.6686 | 720 | [5 empty] | 22477695 |  |  | Cedar River | 22477299 | Wrong stream, COMID updated |  | pre_post 2015 | 728.02 | 2000 | 2009 | continuous years
50921 |  |  |  | John Day River | 44.4588 | -118.7203 | 3523 | [5 empty] | 23822619 |  |  | John Day River | 23822713 | Wrong stream, COMID updated |  | pre_post 2015 | 3513.62 | 2000 | 2020 | missing 3 years
3455 | Parkdale | Dallas | TX | Surface and Wells | 32.7767 | -96.7233 | 418 | [5 empty] | 1260407 |  |  | White Rock Creek | 1260407 | ok |  | pre_post 2015 | 414.78 | 2000 | 2004 | continuous years
1383 |  |  |  | Green River | 37.6463 | -87.5024 | 384 | [5 empty] | 11617335 |  |  | Green River | 11617335 | ok |  | pre_post 2015 | 426.26 | 2000 | 2020 | continuous years
55174 |  |  |  | Well | 41.5006 | -87.5957 | 650 | [5 empty] | 13464201 |  |  | Deer Creek | -9999 | not likely SW, drop |  | pre_post 2015 | 648.9 | 2000 | 2011 | missing 3 years
3492 | Morgan Creek | Mitchell | TX | Lake Colorado City | 32.3358 | -100.9156 | 2081 | [5 empty] | 5636271 |  |  | Morgan Creek | 5636271 | ok |  | pre_post 2015 | 2082.12 | 2000 | 2008 | continuous years
1973 | Fairmont | Martin | MN | George Lake | 43.6579 | -94.4647 | 1175 | [5 empty] | 2749140 |  |  | Center Creek | 2749140 | ok |  | pre_post 2015 | 1181.16 | 2000 | 2008 | missing 1 years
672 |  |  |  | Municipality | 28.2895 | -81.4082 | 64 | [5 empty] | 21478014 |  |  |  | -9999 | ok, NOPE, updated water source = municipal |  | pre_post 2015 | 62.84 | 2000 | 2012 | continuous years
58260 |  |  |  |  | 36.765 | -77.7139 | 232 | [5 empty] | 8740911 |  |  |  | 8740889 | Wrong stream, COMID updated |  | pre_post 2015 | 242.49 | 2016 | 2016 | continuous years
50271 |  |  |  | Well | 34.2819 | -77.9591 | 47 | [5 empty] | 10529087 |  |  | Northeast Cape Fear River | -9999 | ok, NOPE, updated water source = groundwater |  | pre_post 2015 | 46.99 | 2000 | 2012 | continuous years
3334 | Pathfinder | Minnehaha | SD |  | 43.6028 | -96.6383 | 1336 | [5 empty] | 7223446 | new plant constructed after 2003 with different cooling system |  | Big Sioux River | 7223446 | ok |  | pre_post 2015 | 1320.35 | 2000 | 2000 | continuous years
54144 |  |  |  | Clarion River | 41.1778 | -79.4417 | 1338 | [5 empty] | 6876697 |  |  | Piney Creek | 6877291 | not likely SW, drop; NOPE updated water source = SW, COMID updated |  | pre_post 2015 | 1335.23 | 2000 | 2013 | continuous years
2732 |  |  |  | Catawba River | 35.3605 | -80.9739 | 0 | [5 empty] | 9755522 |  |  | Catawba River | 9755522 | ok |  | pre_post 2015 | 668.43 | 2000 | 2013 | continuous years
57684 |  |  |  |  | 35.8094 | -115.4114 | 0 | [5 empty] | 12087087 | could be dry cooling, too, but I think hybrid |  |  | -9999 | not likely SW, drop |  | pre_post 2015 | 3430.74 | 2013 | 2020 | continuous years
60589 |  |  |  |  | 40.4147 | -78.8553 | 1722 | [5 empty] | 4752818 | modified lat/long to indicate plant |  |  | -9999 | not likely SW, drop |  | pre_post 2015 | 1786.04 | 2019 | 2020 | continuous years
3803 |  |  |  | S Branch Elizabeth River | 36.771 | -76.3014 | 0 | [5 empty] | 10055726 |  |  | Southern Branch Elizabeth River | 10055726 | ok |  | pre_post 2015 | 9.91 | 2000 | 2015 | continuous years
3438 | J L Bates | Hidalgo | TX | Hidalgo County Water District No.6 | 26.2216 | -98.399 | 130 | [5 empty] | 204083 |  |  |  | -9999 | drop comid |  | pre_post 2015 | 125.53 | 2000 | 2008 | missing 2 years
50051 | Penobscot Energy Recovery Co | Orrington | ME |  | 44.7383 | -68.8258 | 77 | [5 empty] | 1736956 | Listed in EIA nonutility report. |  | Penobscot River | 1736956 | ok |  | pre_post 2015 | 68.87 | 2000 | 2008 | missing 7 years
3506 |  |  |  | Tradinghouse Creek Reservoir | 31.5732 | -96.9648 | 0 | [5 empty] | 5514262 |  |  |  | 5514262 | ok |  | pre_post 2015 | 451.96 | 2000 | 2010 | continuous years
1270 |  |  |  | Municipality | 39.3738 | -97.1274 | 1199 | [5 empty] | 5926402 |  |  | Huntress Creek | -9999 | not likely SW, drop |  | pre_post 2015 | 1202.65 | 2000 | 2020 | missing 9 years
54998 | SPSA Waste To Energy Power Plant | ┬áPortsmouth City County | VA |  | 36.8399 | -76.3573 | 8 | [5 empty] | 10055326 | Waste burner CHP for Norfolk navy yard. Operated by Wheelabrator Portsmouth (commissioned 1987) |  |  | -9999 | BAD LAT/LONG, drop |  | pre_post 2015 | 9.82 | 2000 | 2008 | missing 7 years
10184 | Central Utility Plant | Austin | TX |  | 30.3974 | -97.8426 | 1060 | [5 empty] | 5781157 |  |  | Bull Creek | -9999 | not likely SW, drop |  | pre_post 2015 | 1058.71 | 2000 | 2000 | continuous years
10675 |  |  |  | Thames River | 41.4317 | -72.1008 | 0 | [5 empty] | 6171772 |  |  | Thames River | 6171772 | poor lat/long, ok; updated |  | pre_post 2015 | 28.07 | 2000 | 2011 | continuous years
3751 |  |  |  | Connecticut River | 42.7786 | -72.5134 | 250 | [5 empty] | 9332552 |  |  | Connecticut River | 9332552 | ok |  | pre_post 2015 | 251.38 | 2000 | 2014 | continuous years
762 |  |  |  | Municipality | 36.7206 | -97.0863 | 1003 | [5 empty] | 21001771 |  |  |  | -9999 | not likely SW, drop |  | pre_post 2015 | 1016.8 | 2000 | 2017 | missing 2 years
10769 |  |  |  | Wells | 35.5472 | -119.0756 | 588 | [5 empty] | 948030275 |  |  | Poso Creek | -9999 | not likely SW, drop |  | pre_post 2015 | 634.46 | 2000 | 2014 | continuous years
59004 |  |  |  |  | 39.0582 | -77.5429 | 327 | [5 empty] | 4506638 | modified lat/long to indicate plant |  | Sycolin Creek | -9999 | not likely SW, drop |  | pre_post 2015 | 314.24 | 2017 | 2020 | continuous years
341 | Long Beach Generation LLC | Los Angeles | CA | Pacific Ocean | 33.7641 | -118.2248 | 10 | [5 empty] | 20366463 |  |  |  | 20366463 | ok |  | pre_post 2015 | -15.47 | 2000 | 2004 | continuous years
56458 | Hobbs Generating Station |  | NM |  | 32.7138 | -103.3009 | 3749 | [5 empty] | 5648797 |  |  |  | -9999 | not likely SW, drop |  | pre_post 2015 | 3748.94 | 2008 | 2008 | continuous years
668 | Southside Generating | Duval | FL | St. Johns River | 30.3164 | -81.6489 | 7 | [5 empty] | 16660267 |  |  |  | 16660267 | ok |  | pre_post 2015 | 9.68 | 2000 | 2001 | continuous years
3317 |  |  |  | Waccamaw River | 33.8256 | -79.0527 | 0 | [5 empty] | 9071944 |  |  |  | 9071958 | Wrong stream, COMID updated |  | pre_post 2015 | 18.08 | 2000 | 2011 | continuous years
54985 | Crestwood Corp Dothan | Dothan | AL |  | 31.2614 | -85.4032 | 299 | [5 empty] | 2188665 | odd looking for a power plant, maybe not enough cooling visible, possibly internal combustion |  | Rock Creek | -9999 | not likely SW, drop |  | pre_post 2015 | 297.67 | 2000 | 2002 | continuous years
6246 |  |  |  | St. Johns River | 29.6282 | -81.5854 | 22 | [5 empty] | 16664855 |  |  |  | 16665115 | Wrong stream, COMID updated |  | pre_post 2015 | 21.52 | 2000 | 2014 | continuous years
1407 | A B Paterson | Orleans | LA | Inner Harbor Naaavigation Canal | 30.0158 | -90.0256 | 0 | [5 empty] | 22764486 | Can't find intake structure; on intercoastal waterway; no towers |  |  | 22764486 | ok |  | pre_post 2015 | -4.47 | 2000 | 2002 | continuous years
511 | Trinidad | Las Animas | CO | Municipality | 37.179 | -104.4875 | 6036 | [5 empty] | 938230 | water source ""municipality"" but not sure if it's truly publicly supplied; next to the Purgatoire river which looks to be dammed up in the mountains; could be municipally managed river |  | Purgatoire River | -9999 | drop comid |  | pre_post 2015 | 6029.72 | 2000 | 2002 | continuous years
334 | Highgrove | San Bernardino | CA | wells | 34.0225 | -117.3325 | 942 | [5 empty] | 22558008 | longitude was missing negative ""-"" designation |  |  | -9999 | drop comid |  | pre_post 2015 | 943.38 | 2000 | 2000 | continuous years
59325 |  |  |  |  | 35.2001 | -81.3612 | 792 | [5 empty] | 12034771 | modified lat/long to indicate plant |  | Kings Creek | -9999 | not likely SW, drop |  | pre_post 2015 | 836.43 | 2018 | 2020 | continuous years
2502 | Waterside | New York | NY | East River | 40.7469 | -73.9703 | 18 | [5 empty] | 26408400 | couldn't find intake structure; no towers; on East River (estuary), agreement between assigned and repreat |  |  | 26408400 | ok |  | pre_post 2015 | 17.75 | 2000 | 2005 | continuous years
55841 | Silverhawk |  | NV | Well | 36.4078 | -114.9606 | 2496 | [5 empty] | 20625564 | hybrid cooling with both wet and dry towers |  |  | -9999 | drop comid |  | pre_post 2015 | 2490.97 | 2004 | 2009 | continuous years
3419 | Watts Bar Fossil | Rhea | TN | Chickamauga Lake Tennessee River | 35.6108 | -84.7811 | 730 | [5 empty] | 19692841 |  |  |  | 25308896 | Wrong stream, COMID updated |  | pre_post 2015 | 730.2 | 2000 | 2000 | continuous years
56102 | Currant Creek |  | UT | wells | 39.8214 | -111.8935 | 5061 | [5 empty] | 10330113 | hybrid cooling with both wet and dry towers |  |  | -9999 | drop comid |  | pre_post 2015 | 5055.97 | 2005 | 2008 | continuous years
563 | South Meadow | Hartford | CT | Connecticut River | 41.7495 | -72.6524 | 46 | [5 empty] | 7701054 |  |  | Connecticut River | 7701054 | ok |  | pre_post 2015 | 25.37 | 2000 | 2002 | continuous years
7951 | Altavista | Campbell | VA | Staunton River | 37.1187 | -79.2734 | 554 | [5 empty] | 8626289 | same as 10773; See also https://www.gem.wiki/Southampton_Power_Station; MAH - this is a tower-only plant, no intake structure on Roanoke R |  | Roanoke River | 8626289 | ok |  | pre_post 2015 | 546.6 | 2000 | 2002 | continuous years
4151 |  |  |  | Wells | 43.97 | -104.4117 | 4324 | [5 empty] | 9386901 |  |  |  | -9999 | wrong flowline, not 100% sure SW, comid updated; NOPE updated water source = groundwater |  | pre_post 2015 | 4318.78 | 2000 | 2012 | continuous years
54224 | Franklin Heating Station | Rochester | MN |  | 44.0206 | -92.4656 | 1007 | [5 empty] | 2441892 | Urban CHP power plant, very distinctive |  | South Fork Zumbro River | -9999 | not likely SW, drop |  | pre_post 2015 | 1006.99 | 2000 | 2000 | continuous years
58870 |  |  |  |  | 29.7394 | -95.1947 | 7 | [5 empty] | 1440511 |  |  | Buffalo Bayou | 1440511 | ok |  | pre_post 2015 | 6.43 | 2015 | 2020 | continuous years
964 | Lakeside | Sangamon | IL | Lake Springfield | 39.7546 | -89.599 | 580 | [5 empty] | 13565430 |  |  | Sugar Creek | 13565430 | ok |  | pre_post 2015 | 565.69 | 2000 | 2009 | continuous years
1613 |  |  |  | Taunton River | 41.7378 | -71.1456 | 0 | [5 empty] | 6130213 |  |  | Taunton River | 6130213 | ok |  | pre_post 2015 | 26.73 | 2000 | 2010 | continuous years
10308 |  |  |  | Municipality | 40.4489 | -74.3483 | 52 | [5 empty] | 9515532 |  |  |  | -9999 | not likely SW, drop |  | pre_post 2015 | 52.01 | 2000 | 2010 | continuous years
55322 | Chuck Lenzie Generating Station |  | NV | Wells | 36.3837 | -114.9218 | 2233 | [5 empty] | 20625596 | hybrid cooling with both wet and dry towers |  |  | -9999 | drop comid |  | pre_post 2015 | 2232.98 | 2006 | 2009 | continuous years
913 | Venice | Madison | IL | Mississippi River | 38.6639 | -90.1789 | 417 | [5 empty] | 3624727 | adjusted coordinates to intake structure |  | Mississippi River | 3624727 | ok |  | pre_post 2015 | 407.96 | 2000 | 2002 | continuous years
3523 | Oak Creek | Coke | TX | lake | 32.0471 | -100.2934 | 2030 | [5 empty] | 5721999 | Photos not very good, looks like intake from lake at end of road, but there are ponds |  |  | 5721977 | wrong flowline, comid updated |  | pre_post 2015 | 2027.62 | 2000 | 2002 | continuous years
58023 | Evergreen Community Power |  | PA |  | 40.3256 | -75.9228 | 219 | [5 empty] | 4782323 | groundwater source, looks like it should be industrial sector but a web search indicates power is connected to the grid and supplies local customers; MAH - removed once-through designation; tower-only plant; I think what Ken was doing in marking some pla |  | Schuylkill River | -9999 | drop comid |  | pre_post 2015 | 226 | 2012 | 2013 | continuous years
60376 |  |  |  |  | 41.1489 | -80.8516 | 965 | [5 empty] | 13153541 |  |  | Mud Creek | -9999 | not likely SW, drop |  | pre_post 2015 | 959.09 | 2018 | 2020 | continuous years
59326 |  |  |  |  | 39.4686 | -84.3537 | 654 | [5 empty] | 3884980 | modified lat/long to indicate plant |  | Shaker Creek | -9999 | not likely SW, drop |  | pre_post 2015 | 652.97 | 2018 | 2020 | continuous years
10676 |  |  |  | Nova Chemical Co (Ohio River) | 40.6606 | -80.3464 | 709 | [5 empty] | 3821043 |  |  | Raccoon Creek | 3821037 | wrong flowline, comid updated |  | pre_post 2015 | 742.59 | 2000 | 2015 | continuous years
329 |  |  |  | Wells | 34.863 | -116.8526 | 1966 | [5 empty] | 22656501 |  |  |  | -9999 | not likely SW, drop |  | pre_post 2015 | 1962.88 | 2000 | 2014 | continuous years
50277 |  |  |  | Wells | 44.8932 | -74.0735 | 1207 | [5 empty] | 15449054 |  |  |  | -9999 | wrong flowline, comid updated; NOPE updated water source = groundwater |  | pre_post 2015 | 1197.86 | 2000 | 2016 | missing 3 years
54935 | Waste Energy Partners LP | Joppa | MD |  | 39.4039 | -76.3172 | 56 | [5 empty] | 11688902 | stand alone waste burner power plant |  |  | -9999 | not likely SW, drop |  | pre_post 2015 | 55.77 | 2000 | 2000 | continuous years
7286 |  |  |  | Ohio River | 39.3666 | -81.5184 | 0 | [5 empty] | 19440301 |  |  | Ohio River | 19440301 | ok |  | pre_post 2015 | 628.74 | 2000 | 2010 | continuous years
4140 |  |  |  | Mississippi River | 44.308 | -91.9107 | 0 | [5 empty] | 2124984 |  |  | Mississippi River | 2124984 | ok |  | pre_post 2015 | 674.8 | 2000 | 2014 | continuous years
2384 |  |  |  | Delaware River | 39.6831 | -75.5089 | 0 | [5 empty] | 24903448 |  |  |  | 932040369 | wrong flowline, comid updated |  | pre_post 2015 | 8.19 | 2000 | 2014 | continuous years
2527 |  |  |  | Seneca Lake | 42.6794 | -76.9486 | 0 | [5 empty] | 21978203 |  |  | Keuka Lake Outlet | 21980257 | wrong flowline, comid updated |  | pre_post 2015 | 456.1 | 2000 | 2020 | missing 5 years
1372 | Henderson I | Henderson | KY | Ohio River | 37.8458 | -87.5924 | 395 | [5 empty] | 10157713 | adjusted coordinates to intake structure |  | Ohio River | 10157713 | ok |  | pre_post 2015 | 346.14 | 2000 | 2008 | missing 1 years
1218 |  |  |  | Mississippi River | 41.4571 | -90.8236 | 0 | [5 empty] | 14805943 |  |  | Mississippi River | 14805943 | ok |  | pre_post 2015 | 560.69 | 2000 | 2013 | continuous years
3549 | Holly Street | Travis | TX | Colorado River | 30.2502 | -97.719 | 439 | [5 empty] | 5781915 |  |  | Colorado River | 5781915 | ok |  | pre_post 2015 | 442.16 | 2000 | 2007 | continuous years
57857 |  |  |  |  | 40.4722 | -122.3239 | 433 | [5 empty] | 2495666 | modified lat/long to indicate plant |  |  | 2496060 | wrong flowline, not 100% sure SW, comid updated |  | pre_post 2015 | 427.54 | 2012 | 2014 | continuous years
3521 | Lake Pauline | Hardeman | TX | lake | 34.2523 | -99.6829 | 1498 | [5 empty] | 13740115 |  |  |  | 13740115 | ok |  | pre_post 2015 | 1498.66 | 2000 | 2001 | continuous years
2830 |  |  |  | Ohio River | 38.9916 | -84.2979 | 0 | [5 empty] | 1922872 |  |  | Ohio River | 1922872 | ok |  | pre_post 2015 | 484.21 | 2000 | 2014 | continuous years
1660 |  |  |  |  | 42.235 | -70.9672 | 0 | [5 empty] | 5863963 | the induced-draft tower is on top of the building, so could be HVAC |  |  | 5863963 | ok |  | pre_post 2015 | 14.31 | 2000 | 2020 | missing 1 years
465 |  |  |  | South Platte River | 39.6698 | -105.0032 | 5270 | [5 empty] | 194423 |  |  | South Platte River | 194423 | ok |  | pre_post 2015 | 5263.82 | 2000 | 2013 | continuous years
1496 | Mason Steam | Lincoln | ME | Sheepscot River | 43.9911 | -69.6708 | 6 | [5 empty] | 5205422 |  |  |  | 5205372 | wrong flowline, comid updated |  | pre_post 2015 | 28.64 | 2000 | 2003 | missing 1 years
867 |  |  |  | Chicago Sanitary and Ship | 41.8289 | -87.7226 | 0 | [5 empty] | 14786229 |  |  | Chicago Sanitary and Ship Canal | 14786229 | ok |  | pre_post 2015 | 589.88 | 2000 | 2012 | continuous years
2326 |  |  |  | Municipality | 36.1382 | -115.0352 | 1702 | [5 empty] | 22069940 |  |  |  | -9999 | wrong flowline, no comid for Las Vegas Wash; updated water source = municipal |  | pre_post 2015 | 1697.81 | 2000 | 2010 | missing 1 years
61035 |  |  |  |  | 40.2685 | -75.7997 | 162 | [5 empty] | 4782363 |  |  | Hay Creek | 4782389 | wrong flowline, not 100% sure SW, comid updated |  | pre_post 2015 | 160.75 | 2019 | 2020 | continuous years
3439 | Laredo | Webb | TX | Rio Grande River | 27.5667 | -99.5089 | 430 | [5 empty] | 607409 |  |  | Rio Grande | 607409 | ok |  | pre_post 2015 | 421.82 | 2000 | 2008 | continuous years
3436 | E S Joslin | Calhoun | TX | Lavaca Bay | 28.6472 | -96.5458 | 19 | [5 empty] | 9356846 |  |  |  | 9356846 | ok |  | pre_post 2015 | 19.22 | 2000 | 2002 | continuous years
1822 |  |  |  | Detroit River | 42.304 | -83.0891 | 0 | [5 empty] | 10850310 |  |  | Detroit River | 10850310 | ok |  | pre_post 2015 | 580.82 | 2000 | 2014 | missing 3 years
2491 | Poletti | Queens | NY | East River | 40.7895 | -73.9118 | 9 | [5 empty] | 26408402 | agreement between assinged and repeat after using updated coordinates |  |  | 26408402 | ok |  | pre_post 2015 | 1.49 | 2000 | 2010 | continuous years
996 | Dean H Mitchell | Lake | IN | Lake Michigan | 41.6392 | -87.4069 | 585 | [5 empty] | 3398598 |  |  |  | 3398598 | ok |  | pre_post 2015 | 586.67 | 2000 | 2010 | missing 7 years
1243 |  |  |  | Neosho River | 37.3063 | -95.112 | 858 | [5 empty] | 20876444 |  |  | Neosho River | 20876444 | ok |  | pre_post 2015 | 856.48 | 2000 | 2012 | continuous years
1305 | McPherson 2 | McPherson | KS | Municipality | 38.3634 | -97.6834 | 1488 | [5 empty] | 21174744 | Likely publicly-supplied; water source ""municipality""; not near an obvious water source |  | Bull Creek | -9999 | drop comid |  | pre_post 2015 | 1486.43 | 2000 | 2006 | continuous years
3946 |  |  |  | Ohio River | 39.3671 | -81.3004 | 634 | [5 empty] | 15434056 |  |  | Ohio River | 15434056 | ok |  | pre_post 2015 | 632.89 | 2000 | 2012 | continuous years
955 | Peru | La Salle | IL | Illinois River | 41.3237 | -89.1123 | 460 | [5 empty] | 14837693 | not 100% about exact location, part of a larger industrial complex; eGRID lat/long indicates Illinois R. is the water source, so fresh, and I don't see any towers. |  | Illinois River | 14837693 | ok |  | pre_post 2015 | 460.02 | 2000 | 2002 | continuous years
2169 |  |  |  | Missouri River | 38.6844 | -91.7565 | 0 | [5 empty] | 5160329 |  |  | Missouri River | 5160329 | ok |  | pre_post 2015 | 531.87 | 2000 | 2012 | continuous years
50872 |  |  |  | Town Of Claremont | 43.3443 | -72.3773 | 563 | [5 empty] | 9329786 |  |  | Ox Brook | -9999 | not likely SW, drop |  | pre_post 2015 | 537.85 | 2000 | 2015 | missing 5 years
10371 |  |  |  | California Cities Water | 38.0434 | -121.9871 | 39 | [5 empty] | 2787883 |  |  |  | -9999 | wrong flowpath, comid updated; NOPE updated water source = municipal |  | pre_post 2015 | 38.52 | 2000 | 2012 | missing 1 years
50035 | MMWAC Resource Recovery Facility | Auburn | ME |  | 44.0678 | -70.2608 | 242 | [5 empty] | 6712619 | Listed in EIA nonutility report. Might be induced draft cooling; MAH - this is a municipal solid waste plant |  | Little Androscoggin River | 6712619 | ok |  | pre_post 2015 | 245.49 | 2000 | 2000 | continuous years
50111 |  |  |  | Well | 39.6701 | -120.2393 | 4981 | [5 empty] | 948021039 |  |  |  | -9999 | not likely SW, drop |  | pre_post 2015 | 4965.57 | 2000 | 2019 | missing 10 years
6238 |  |  |  | Illinois River | 39.4485 | -90.6141 | 0 | [5 empty] | 3601022 |  |  | Illinois River | 3601022 | ok |  | pre_post 2015 | 443.72 | 2000 | 2012 | continuous years
1606 |  |  |  | Connecticut River | 42.2812 | -72.6051 | 0 | [5 empty] | 6782113 |  |  | Connecticut River | 6782113 | ok |  | pre_post 2015 | 118.8 | 2000 | 2014 | continuous years
60927 |  |  |  |  | 30.2714 | -93.2902 | 16 | [5 empty] | 3709730 | modified lat/long to indicate plant |  | Bayou Verdine | 15075010 | wrong flowline, comid updated |  | pre_post 2015 | 17.64 | 2020 | 2020 | continuous years
886 |  |  |  | Chicago Sanitary and Ship | 41.8503 | -87.6533 | 0 | [5 empty] | 14789961 |  |  | Chicago Sanitary and Ship Canal | 14789961 | ok |  | pre_post 2015 | 585.36 | 2000 | 2012 | continuous years
3169 |  |  |  | Schuylkill River | 39.9424 | -75.1886 | 0 | [5 empty] | 4784835 |  |  | Schuylkill River | 4784835 | ok |  | pre_post 2015 | 17.55 | 2000 | 2012 | missing 1 years
864 |  |  |  | Illinois River | 39.823 | -90.5672 | 436 | [5 empty] | 3598258 |  |  | Illinois River | 3598258 | ok |  | pre_post 2015 | 452.55 | 2000 | 2011 | continuous years
2848 |  |  |  | Great Miami River | 39.6089 | -84.2925 | 700 | [5 empty] | 3883754 |  |  | Great Miami River | 3883754 | ok |  | pre_post 2015 | 699.62 | 2000 | 2015 | continuous years
2399 | PSEG Burlington Generating Station | Burlington | NJ | Delaware River | 40.0766 | -74.8792 | 12 | [5 empty] | 4481915 |  |  |  | 4481913 | wrong flowline, comid updated |  | pre_post 2015 | 12.42 | 2001 | 2003 | continuous years
3526 | Rio Pecos | Crockett | TX | Wells | 31.0867 | -102.3694 | 2298 | [5 empty] | 331660 |  |  | Pecos River | -9999 | drop comid |  | pre_post 2015 | 2290.31 | 2000 | 2003 | continuous years
2404 | PSEG Kearny Generating Station | Hudson | NJ | Hackensack River | 40.7373 | -74.0965 | 8 | [5 empty] | 6251364 |  |  | Hackensack River | 6251364 | ok |  | pre_post 2015 | 7.84 | 2000 | 2004 | continuous years
10367 |  |  |  | Conta Costa Water Dist. | 38.0308 | -121.8701 | 14 | [5 empty] | 2788471 |  |  | New York Slough | 2788471 | ok |  | pre_post 2015 | 7.28 | 2000 | 2012 | continuous years
50860 | Kent County Waste to Energy Facility | Grand Rapids | MI |  | 42.9482 | -85.6932 | 614 | [5 empty] | 9008387 |  |  | Grand River | 9008387 | ok |  | pre_post 2015 | 616.19 | 2000 | 2009 | continuous years
603 |  |  |  | Anacostia River | 38.8989 | -76.9594 | 16 | [5 empty] | 22338127 |  |  | Anacostia River | 22338127 | ok |  | pre_post 2015 | 17.44 | 2000 | 2012 | continuous years
3179 |  |  |  | Monongahela River | 39.856 | -79.9275 | 932 | [5 empty] | 3788081 |  |  | Monongahela River | 3788081 | ok |  | pre_post 2015 | 794.32 | 2000 | 2013 | continuous years
3182 | Springdale | Allegheny | PA | Allegheny River | 40.5442 | -79.7672 | 754 | [5 empty] | 11050032 |  |  | Allegheny River | 11050032 | ok |  | pre_post 2015 | 758.38 | 2000 | 2000 | continuous years
10755 |  |  |  | City of Rifle | 39.5176 | -107.7285 | 5524 | [5 empty] | 3175686 |  |  |  | -9999 | not likely SW, drop |  | pre_post 2015 | 5518.71 | 2000 | 2020 | missing 1 years
7696 | Bellmeade | Henrico | VA |  | 37.4968 | -77.4316 | 59 | [5 empty] | 10065791 | Cooling water source is likely Goode Creek. Entire plant disappeared sometime between 2018 and 2022; MAH - I removed the once-through river designation because this plant is only induced-draft tower |  | Goode Creek | 10065791 | ok |  | pre_post 2015 | 55.89 | 2000 | 2002 | continuous years
54469 |  |  |  | Wells | 39.481 | -121.5655 | 158 | [5 empty] | 948020721 |  |  |  | -9999 | not likely SW, drop |  | pre_post 2015 | 157.93 | 2000 | 2012 | continuous years
2877 | Acme | Lucas | OH | Maumee River | 41.6554 | -83.5173 | 587 | [5 empty] | 15634577 |  |  | Maumee River | 15634577 | ok |  | pre_post 2015 | 592.63 | 2000 | 2000 | continuous years
10768 |  |  |  | Municipality | 35.7414 | -119.0516 | 691 | [5 empty] | 17162570 |  |  |  | -9999 | not likely SW, drop |  | pre_post 2015 | 729.15 | 2000 | 2014 | continuous years
2864 |  |  |  | Ohio River | 39.9094 | -80.761 | 0 | [5 empty] | 19455275 |  |  | Ohio River | 19455275 | ok |  | pre_post 2015 | 660.22 | 2000 | 2012 | missing 1 years
10661 | Collins Pine Co Project | Chester | CA |  | 40.3034 | -121.2444 | 4559 | [5 empty] | 2773782 | Listed as nonutility plant in eia 2003 document. Looks like a lumber yard; MAH - this is a woodwaste to energy facility, the ponds are too small for cooling, finally found clear imagery and see towers |  |  | 2773782 | ok |  | pre_post 2015 | 4567.3 | 2000 | 2000 | continuous years
3561 | Bryan (TX) | Brazos | TX | Municipality | 30.6474 | -96.3723 | 346 | [5 empty] | 5577603 |  |  | Burton Creek | -9999 | drop comid |  | pre_post 2015 | 340.59 | 2000 | 2014 | missing 7 years
3319 |  |  |  | Lake Moultrie/Tail Race Canal | 33.2424 | -79.9873 | 24 | [5 empty] | 9643431 |  |  | West Branch Cooper River | 9643431 | ok |  | pre_post 2015 | 24.31 | 2000 | 2015 | continuous years
6013 |  |  |  | Municipality | 34.1769 | -118.3146 | 562 | [5 empty] | 948070461 |  |  | Burbank Western Channel | -9999 | not likely SW, drop |  | pre_post 2015 | 562.63 | 2000 | 2012 | continuous years
64408 | Georges River Energy | Waldo | ME |  | 44.3327 | -69.2011 | 215 | [5 empty] | 5202680 | MAH - removed recirc pond designation b/c not for cooling; tower-only plant that's municipally sourced |  | Saint George River | -9999 | drop comid |  | pre_post 2015 | 218.95 | 2020 | 2020 | continuous years
2468 | Raton | Colfax | NM | Municipality | 36.8931 | -104.4424 | 6646 | [5 empty] | 20064875 |  |  |  | -9999 | drop comid |  | pre_post 2015 | 6656.63 | 2000 | 2006 | continuous years
10338 |  |  |  | Saco River | 43.496 | -70.4546 | 0 | [5 empty] | 9316907 |  |  | Saco River | 9316907 | ok |  | pre_post 2015 | 61.89 | 2000 | 2012 | continuous years
1570 |  |  |  | Potomac River | 39.5953 | -77.827 | 0 | [5 empty] | 5891920 |  |  | Potomac River | 5891920 | ok |  | pre_post 2015 | 355.47 | 2000 | 2012 | continuous years
2713 |  |  |  | Sutton Lake (Catfish Creek) | 34.2829 | -77.9859 | 0 | [5 empty] | 8832702 |  |  |  | 8832702 | ok |  | pre_post 2015 | 10.13 | 2000 | 2013 | continuous years
55305 | Evangeline Power Station | St Landry | LA |  | 30.8442 | -92.2619 | 51 | [5 empty] | 15148038 | seems to be the same as 1396 which changed it's name in 2010; MAH - this is a once-through river plant; I do not see any towers |  | Bayou Cocodrie | 15148038 | ok |  | pre_post 2015 | 51.22 | 2000 | 2000 | continuous years
1961 |  |  |  | Red Cedar River | 43.7013 | -92.9623 | 1204 | [5 empty] | 7014355 |  |  | Cedar River | 7014355 | ok |  | pre_post 2015 | 1210.92 | 2000 | 2013 | continuous years
863 |  |  |  | Wabash River | 39.1337 | -87.6599 | 0 | [5 empty] | 10286344 |  |  |  | 10286344 | ok |  | pre_post 2015 | 453.7 | 2000 | 2011 | continuous years
2867 | Toronto | Jefferson | OH | Ohio River | 40.4863 | -80.6053 | 681 | [5 empty] | 3824147 |  |  | Ohio River | 3824147 | ok |  | pre_post 2015 | 659.06 | 2000 | 2000 | continuous years
1880 |  |  |  | Red Run Drain | 42.7311 | -85.855 | 698 | [5 empty] | 3467115 |  |  |  | 3467115 | not likely SW, drop; NOPE updated water source = SW, COMID ok |  | pre_post 2015 | 694.76 | 2000 | 2019 | continuous years
3152 |  |  |  | Susquehanna River | 40.8377 | -76.8244 | 0 | [5 empty] | 4518748 |  |  |  | 4518748 | ok |  | pre_post 2015 | 445.91 | 2000 | 2014 | continuous years
169 |  |  |  | Wells | 33.3594 | -93.4657 | 294 | [5 empty] | 19926311 |  |  |  | -9999 | not likely SW, drop |  | pre_post 2015 | 301.08 | 2000 | 2013 | continuous years
60421 |  |  |  |  | 37.348 | -113.765 | 4624 | [5 empty] | 10023438 | could be dry-cooling towers; difficult to tell |  |  | -9999 | not likely SW, drop |  | pre_post 2015 | 4613.53 | 2016 | 2020 | continuous years
10144 | Sierra Pacific Lincoln Facility | Placer | CA |  | 38.9032 | -121.3097 | 148 | [5 empty] | 15033841 |  |  |  | 15033849 | wrong flowline, comid updated |  | pre_post 2015 | 142.17 | 2000 | 2009 | missing 8 years
3113 |  |  |  | Delaware River | 40.9095 | -75.0792 | 0 | [5 empty] | 2588325 |  |  | Delaware River | 2588325 | ok |  | pre_post 2015 | 297.05 | 2000 | 2015 | continuous years
1626 |  |  |  | Salem Harbor, Atlantic Ocean | 42.5263 | -70.877 | 0 | [5 empty] | 5861139 |  |  |  | 5861139 | ok |  | pre_post 2015 | 14.95 | 2000 | 2014 | continuous years
2709 |  |  |  | H F Lee Lake | 35.3733 | -78.0885 | 88 | [5 empty] | 11239873 |  |  |  | 11239873 | ok |  | pre_post 2015 | 83.61 | 2000 | 2012 | continuous years
3178 |  |  |  | Allegheny River | 40.9291 | -79.4657 | 0 | [5 empty] | 4742095 |  |  | Allegheny River | 4742095 | ok |  | pre_post 2015 | 832.18 | 2000 | 2012 | continuous years
3132 | Warren | Warren | PA |  | 41.8359 | -79.1887 | 1185 | [5 empty] | 8975692 |  |  | Allegheny River | 8975692 | ok |  | pre_post 2015 | 1184.69 | 2000 | 2002 | continuous years
2052 | Natchez | Adams | MS |  | 31.5987 | -91.3464 | 182 | [5 empty] | 19121766 |  |  |  | -9999 | not likely SW, drop |  | pre_post 2015 | 185.11 | 2000 | 2008 | missing 5 years
375 | Magnolia | Los Angeles | CA | Municipality | 34.1781 | -118.3156 | 564 | [5 empty] | 948070461 | Likely publicly-supplied; water source ""municipality""; in the middle of Los Angeles |  | Burbank Western Channel | -9999 | drop comid |  | pre_post 2015 | 565.6 | 2000 | 2002 | continuous years
2640 | Rochester 3 | Monroe | NY | Genesee River | 43.1617 | -77.6181 | 484 | [5 empty] | 15537883 |  |  | Genesee River | 15537883 | ok |  | pre_post 2015 | 474.03 | 2000 | 2002 | continuous years
10835 | Boralex Athens Energy | Athens | ME |  | 44.9459 | -69.663 | 414 | [5 empty] | 3320252 | East Branch Wesserunsett Steam is nearby. This is the only industrial looking place in Athens, Maine and is currently a wood pellet plant. Induced draft towers are visible from 1997 to 2016. Listed as nonutility plant in eia 2003 document.; MAH - this |  | East Branch Wesserunsett Stream | 3320252 | ok |  | pre_post 2015 | 416.03 | 2000 | 2002 | continuous years
60368 |  |  |  |  | 40.839 | -76.8255 | 447 | [5 empty] | 932050211 |  |  |  | 932050211 | ok |  | pre_post 2015 | 446.42 | 2018 | 2020 | continuous years
3181 |  |  |  | Monongahela River | 40.2216 | -79.9691 | 0 | [5 empty] | 3785919 |  |  | Monongahela River | 3785919 | ok |  | pre_post 2015 | 756.4 | 2000 | 2013 | continuous years
1037 |  |  |  | Wabash River | 40.755 | -86.0576 | 0 | [5 empty] | 18509078 |  |  | Wabash River | 18509078 | ok |  | pre_post 2015 | 643.89 | 2000 | 2012 | continuous years
981 |  |  |  | Lake Michigan | 41.7077 | -87.5209 | 0 | [5 empty] | 3398580 |  |  |  | 3398580 | ok |  | pre_post 2015 | 585.19 | 2000 | 2012 | continuous years
2390 | Sayreville | Middlesex | NJ |  | 40.4785 | -74.3553 | 6 | [5 empty] | 9515736 | adjusted lat/long to intake structure |  | Raritan River | 9515736 | ok |  | pre_post 2015 | -2.1 | 2000 | 2004 | continuous years
1589 | New Boston Generating Station |  | MA | Boston Harbor | 42.3392 | -71.0353 | 15 | [5 empty] | 5868205 |  |  |  | 5868205 | ok |  | pre_post 2015 | 12.54 | 2000 | 2007 | continuous years
7384 | Indian Trails Cogen 1 | Tazewell | IL | Municipality | 40.5577 | -89.667 | 457 | [5 empty] | 13606222 |  |  | Illinois River | -9999 | drop comid |  | pre_post 2015 | 457.43 | 2000 | 2008 | missing 1 years
1404 |  |  |  | Ouachita River | 32.7041 | -92.0795 | 88 | [5 empty] | 17917829 |  |  | Ouachita River | 17917829 | ok |  | pre_post 2015 | 86.88 | 2000 | 2020 | continuous years
3098 |  |  |  | Monongahela River | 40.252 | -79.9174 | 0 | [5 empty] | 3785905 |  |  | Monongahela River | 3785905 | ok |  | pre_post 2015 | 751.59 | 2000 | 2014 | continuous years
3574 | C E Newman | Dallas | TX | Municipality | 32.9124 | -96.6234 | 519 | [5 empty] | 1293008 |  |  | Mills Branch | -9999 | drop comid |  | pre_post 2015 | 514.39 | 2000 | 2011 | missing 3 years
3325 |  |  |  | Wells | 44.0874 | -103.2608 | 3337 | [5 empty] | 17533081 |  |  |  | -9999 | not likely SW, drop |  | pre_post 2015 | 3331.01 | 2000 | 2014 | missing 1 years
3461 | Deepwater | Harris | TX | Houston Ship Channel | 29.7239 | -95.2258 | 14 | [5 empty] | 1439485 |  |  | Vince Bayou | 1439485 | ok |  | pre_post 2015 | 15.46 | 2000 | 2004 | continuous years
52168 | Riverbay Corp | Bronx | NY |  | 40.87 | -73.8244 | 25 | [5 empty] | 6241983 | Co-op City CHP plant |  | Hutchinson River | 6241983 | ok |  | pre_post 2015 | 7.56 | 2000 | 2000 | continuous years
55952 |  |  |  | City Of North Las Vegas | 36.2316 | -115.1225 | 1922 | [5 empty] | 22069786 |  |  |  | -9999 | not likely SW, drop |  | pre_post 2015 | 1920.63 | 2003 | 2014 | continuous years
544 | Devon Station | New Haven | CT | Housatonic River | 41.2098 | -73.109 | 7 | [5 empty] | 25076282 | Housatonic River could possibly be fresh, however it's just a few miles upstream from Long Island Sound, so more likely SALINE |  | Housatonic River | 25076282 | ok |  | pre_post 2015 | 7.66 | 2000 | 2007 | missing 2 years
3942 |  |  |  | Cheat River | 39.4885 | -79.637 | 1213 | [5 empty] | 3775649 |  |  | Cheat River | 3775649 | ok |  | pre_post 2015 | 1218.9 | 2000 | 2012 | continuous years
259 |  |  |  | Morro Bay | 35.3722 | -120.8574 | 0 | [5 empty] | 8193811 |  |  |  | 8193811 | ok |  | pre_post 2015 | 23.8 | 2000 | 2014 | continuous years
2917 |  |  |  | Great Miami River | 39.4099 | -84.5546 | 0 | [5 empty] | 3885242 |  |  |  | 3885242 | ok |  | pre_post 2015 | 591.61 | 2000 | 2017 | continuous years
699 | Arkwright | Bibb | GA | Ocmulgee River | 32.9269 | -83.6994 | 339 | [5 empty] | 6341456 |  |  | Ocmulgee River | 6341456 | ok |  | pre_post 2015 | 333.39 | 2000 | 2002 | continuous years
246 |  |  |  | Humboldt Bay | 40.7412 | -124.2102 | 0 | [5 empty] | 8317525 |  |  |  | 8317525 | ok |  | pre_post 2015 | 6.4 | 2000 | 2010 | continuous years
3508 |  |  |  | Valley Lake | 33.6281 | -96.3679 | 0 | [5 empty] | 8350703 |  |  |  | 8350719 | wrong flowline, comid updated |  | pre_post 2015 | 620.75 | 2000 | 2011 | continuous years
3115 |  |  |  | Schuylkill River | 40.3058 | -75.9082 | 195 | [5 empty] | 4782753 |  |  | Schuylkill River | 4782753 | ok |  | pre_post 2015 | 195.13 | 2000 | 2013 | continuous years
3159 |  |  |  | Schuylkill River | 40.1524 | -75.5296 | 0 | [5 empty] | 4782483 |  |  | Schuylkill River | 4782483 | ok |  | pre_post 2015 | 106.79 | 2000 | 2011 | continuous years
6225 |  |  |  | Municipality | 38.4002 | -86.9145 | 479 | [5 empty] | 18439464 |  |  | Patoka River | -9999 | most likely stream, not 100% sure; NOPE updated water source = municipal |  | pre_post 2015 | 488.83 | 2000 | 2013 | continuous years
50903 | Sagamore Plant Cogen | Lafayette | IN |  | 40.4432 | -86.8589 | 593 | [5 empty] | 20097523 |  |  |  | 20097523 | most likely stream, not 100% sure; triple checked and confirmed |  | pre_post 2015 | 592.71 | 2000 | 2000 | continuous years
50907 | Oswego County Energy Recovery | Fulton | NY |  | 43.3493 | -76.4262 | 303 | [5 empty] | 21972778 |  |  | Oswego River | 21972778 | ok |  | pre_post 2015 | 309.1 | 2000 | 2000 | continuous years
3493 | North Main | Tarrant | TX | Trinity River | 32.7606 | -97.3364 | 538 | [5 empty] | 1268410 |  |  | West Fork Trinity River | 1268410 | ok |  | pre_post 2015 | 538.56 | 2000 | 2003 | continuous years
360 |  |  |  | Pacific Ocean | 33.3689 | -117.555 | 0 | [5 empty] | 20351657 |  |  |  | 20351657 | ok |  | pre_post 2015 | 16.46 | 2000 | 2013 | continuous years
3468 |  |  |  | Houston Ship Channel | 29.7268 | -95.06 | 0 | [5 empty] | 1440577 |  |  |  | 1440577 | ok |  | pre_post 2015 | 12 | 2000 | 2015 | continuous years
1239 |  |  |  | Spring River | 37.0725 | -94.699 | 0 | [5 empty] | 7591059 |  |  | Spring River | 7591059 | ok |  | pre_post 2015 | 818.52 | 2000 | 2020 | continuous years
50968 |  |  |  | Wells | 36.9111 | -121.7681 | 32 | [5 empty] | 17663285 |  |  |  | -9999 | ok; nope, updated water source = groundwater |  | pre_post 2015 | 25.55 | 2001 | 2010 | continuous years
2843 |  |  |  | Scioto River | 39.7937 | -83.0099 | 0 | [5 empty] | 5218205 |  |  | Scioto River | 5218205 | ok |  | pre_post 2015 | 695.42 | 2000 | 2013 | continuous years
734 | Riverside | Chatham | GA | Savannah River | 32.0836 | -81.0956 | 11 | [5 empty] | 20107225 | hahahaΓÇªthis is the Marriott Riverside hotel, former power plant, in Savannah I stayed at |  | Savannah River | 20107225 | ok |  | pre_post 2015 | 17.57 | 2000 | 2004 | continuous years
3945 |  |  |  | Monongahela River | 39.5313 | -80.1126 | 0 | [5 empty] | 3769828 |  |  | Monongahela River | 3769828 | ok |  | pre_post 2015 | 875.77 | 2000 | 2012 | continuous years
56042 | Bethlehem Energy Center |  | NY | Hudson River | 42.5956 | -73.7616 | 61 | [5 empty] | 6186236 |  |  | Hudson River | 6186236 | ok |  | pre_post 2015 | 10.57 | 2005 | 2005 | continuous years
2716 |  |  |  | Weatherspoon Lake(Lumber River | 34.5873 | -78.9752 | 0 | [5 empty] | 9127156 |  |  |  | 9128114 | COMID switched from outlet to inlet, updated |  | pre_post 2015 | 128.93 | 2000 | 2011 | continuous years
2943 |  |  |  | Municipality | 40.8796 | -82.6568 | 1089 | [5 empty] | 15409545 |  |  |  | -9999 | municipality |  | pre_post 2015 | 1103.43 | 2000 | 2012 | continuous years
10640 |  |  |  | Well | 37.9119 | -121.2611 | 17 | [5 empty] | 2821664 |  |  |  | -9999 | not likely SW, drop |  | pre_post 2015 | 19.91 | 2000 | 2012 | continuous years
2526 |  |  |  | Susquehanna River | 42.1114 | -75.9733 | 0 | [5 empty] | 8099955 |  |  | Little Choconut Creek | 8100065 | wrong flowline, comid updated |  | pre_post 2015 | 836.02 | 2000 | 2010 | continuous years
6478 |  |  |  | Pacific Ocean | 19.7238 | -155.069 | 0 | [5 empty] | #N/A |  |  |  | 800013471 | ok |  | pre_post 2015 | 7.69 | 2000 | 2012 | continuous years
7627 |  |  |  | Municipality | 47.9825 | -122.2164 | 13 | [5 empty] | 23989573 |  |  |  | 23989573 | ok |  | pre_post 2015 | 11.92 | 2000 | 2011 | missing 1 years
56505 |  |  |  |  | 35.8486 | -90.7254 | 288 | [5 empty] | 9273030 | MAH - removed once-through designation; tower-only plant |  | Bayou De View | 9273030 | ok |  | pre_post 2015 | 292.34 | 2007 | 2007 | continuous years
548 |  |  |  | Long Island Sound | 41.073 | -73.4111 | 0 | [5 empty] | 7734299 |  |  |  | 7734299 | ok |  | pre_post 2015 | 8.39 | 2000 | 2013 | continuous years
468 |  |  |  | Colorado River | 39.1486 | -108.318 | 0 | [5 empty] | 3178228 |  |  |  | 3179942 | picked wrong stream when I think it should be niether stream and be from the Government highilne Canal (no COMID, RC = 14010005016313); using Colorado River since it feeds the canal nearby |  | pre_post 2015 | 4778.28 | 2000 | 2010 | continuous years
646 | F J Gannon | Hillsborough | FL | Hillsborough Bay | 27.9072 | -82.4231 | 6 | [5 empty] | 16919040 |  |  |  | 16919040 | ok |  | pre_post 2015 | 6.94 | 2000 | 2003 | continuous years
2857 | Edgewater | Lorain | OH | Lake Erie | 41.4681 | -82.1869 | 577 | [5 empty] | 28125120 |  |  |  | 28125120 | ok |  | pre_post 2015 | 576.72 | 2000 | 2002 | continuous years
10471 |  |  |  | Municipal | 34.041 | -117.8216 | 689 | [5 empty] | 22524751 |  |  |  | -9999 | not likely SW, drop |  | pre_post 2015 | 730.28 | 2000 | 2010 | continuous years
310 |  |  |  | San Diego Bay | 32.6146 | -117.0964 | 0 | [5 empty] | 20332062 |  |  |  | 20332062 | ok |  | pre_post 2015 | 12.01 | 2000 | 2011 | continuous years
10186 | Anson Abenaki Hydros | Madison | ME |  | 44.7975 | -69.8867 | 245 | [5 empty] | 3322074 | amy- seems like a hydroelectric plant and one natural gas unit- http://www.energyjustice.net/map/displayfacility-66882.htm , owner in the EIA inventory of nonutility plants lists" Madison Paper Industries Inc" , looks like the paper mill closed in 2017 |  | Kennebec River | 3322074 | ok |  | pre_post 2015 | 244.67 | 2000 | 2000 | continuous years
10290 |  |  |  | Wells | 43.7163 | -71.6594 | 0 | [5 empty] | 6731485 |  |  | Pemigewasset River | -9999 | ok; nope, updated water source = groundwater |  | pre_post 2015 | 474.69 | 2000 | 2020 | missing 1 years
2942 | St Marys | Auglaize | OH | Grand Lake St Marys | 40.5459 | -84.3892 | 852 | [5 empty] | 15672667 |  |  | Saint Marys River | 15672667 | picked stream and I think water is from Miami Erie Canal (no COMID; RC = 04100004000677) |  | pre_post 2015 | 848.51 | 2000 | 2007 | continuous years
2236 |  |  |  | Little Blue River | 40.1338 | -97.1861 | 1312 | [5 empty] | 4020257 |  |  | Little Blue River | 4020257 | ok |  | pre_post 2015 | 1311.18 | 2000 | 2017 | missing 1 years
2046 |  |  |  | Leaf River | 31.3296 | -89.2682 | 0 | [5 empty] | 18135830 |  |  | Leaf River | 18135830 | ok |  | pre_post 2015 | 144.97 | 2000 | 2012 | continuous years
3280 |  |  |  | Edisto River | 33.0652 | -80.6225 | 80 | [5 empty] | 9614169 |  |  | Edisto River | 9614169 | ok |  | pre_post 2015 | 75.08 | 2000 | 2013 | continuous years
1361 |  |  |  | Kentucky River | 38.048 | -84.8484 | 0 | [5 empty] | 1825620 |  |  | Kentucky River | 1825620 | ok |  | pre_post 2015 | 519.83 | 2000 | 2013 | continuous years
55323 | City Of Tacoma Steam Plant |  | WA |  | 47.2758 | -122.3938 | 9 | [5 empty] | 947110183 | MAH - this plant has induced-draft towers and possibly once-through SALINE (not river, removed that designation), but I'd bet it's either municipally supplied or GW source, and not saline source |  |  | -9999 | drop comid |  | pre_post 2015 | 14.81 | 2000 | 2001 | continuous years
8024 |  |  |  | Lake Michigan | 44.3421 | -87.5363 | 0 | [5 empty] | 12173320 |  |  |  | 12174210 | wrong flowline, comid updated |  | pre_post 2015 | 605.03 | 2000 | 2013 | continuous years
2008 |  |  |  | Zumbro River | 44.0281 | -92.4601 | 987 | [5 empty] | 2442478 |  |  | South Fork Zumbro River | 2442478 | ok |  | pre_post 2015 | 986.12 | 2000 | 2015 | continuous years
3466 | P H Robinson | Galveston | TX | Dickinson Bay | 29.4867 | -94.9794 | 15 | [5 empty] | 1564592 |  |  |  | 1564592 | ok |  | pre_post 2015 | 11.79 | 2000 | 2008 | continuous years
10002 |  |  |  | Wells | 35.7657 | -117.3829 | 1732 | [5 empty] | 20204878 |  |  |  | -9999 | not likely SW, drop |  | pre_post 2015 | 1719.29 | 2000 | 2014 | continuous years
10381 |  |  |  | Well | 35.0216 | -77.8582 | 78 | [5 empty] | 10524735 |  |  |  | -9999 | not likely SW, drop |  | pre_post 2015 | 77.51 | 2001 | 2014 | missing 1 years
2708 |  |  |  | Cape Fear River | 35.5945 | -79.0494 | 188 | [5 empty] | 8844487 |  |  |  | 8844487 | ok |  | pre_post 2015 | 173.25 | 2000 | 2013 | continuous years
59035 |  |  |  |  | 21.9635 | -159.4576 | 499 | [5 empty] | #N/A | modified lat/long to indicate plant |  | Kuia Stream | 800005024 | ok |  | pre_post 2015 | 499.94 | 2016 | 2020 | continuous years
1990 | Luverne | Rock | MN | Municipality | 43.6544 | -96.2019 | 1440 | [5 empty] | 7240575 | likely publicly-supplied; water source ""municipality""; next to river but no intake structure |  | Rock River | -9999 | drop comid |  | pre_post 2015 | 1447.18 | 2000 | 2000 | continuous years
764 |  |  |  | Pacific Ocean | 21.3057 | -157.8633 | 0 | [5 empty] | #N/A |  |  |  | 800003391 | ok |  | pre_post 2015 | 5.55 | 2000 | 2014 | continuous years
1960 | Austin DT | Mower | MN | Red Cedar River | 43.6706 | -92.9693 | 1197 | [5 empty] | 7014779 |  |  | Cedar River | 7014779 | ok |  | pre_post 2015 | 1197.17 | 2000 | 2007 | continuous years
1731 |  |  |  | Lake Huron | 43.8517 | -82.6442 | 0 | [5 empty] | 12919103 |  |  |  | 12919103 | ok |  | pre_post 2015 | 580.83 | 2000 | 2013 | continuous years
478 |  |  |  | South Platte River | 39.7371 | -105.0164 | 5205 | [5 empty] | 188067 |  |  | South Platte River | 188067 | ok |  | pre_post 2015 | 5194.74 | 2000 | 2015 | continuous years
10187 | Engineered Carbons Echo Cogeneration | Orange | TX |  | 30.1525 | -93.7206 | 14 | [5 empty] | 8332518 |  |  |  | -9999 | not likely SW, drop |  | pre_post 2015 | 13.02 | 2000 | 2000 | continuous years
59093 |  |  |  |  | 42.7925 | -86.0922 | 606 | [5 empty] | 9017567 |  |  |  | -9999 | not likely SW, drop |  | pre_post 2015 | 604.04 | 2017 | 2020 | continuous years
10403 | Laidlaw Energy & Environmental Inc | Ellicottville | NY |  | 42.2765 | -78.6667 | 1550 | [5 empty] | 8968754 | co-generation facility, lots of legal documentation online, this one is pretty informative- IIA states that it is a facility with 2 principal compoenents: Lumber kilns that prepare hardwood lumber for use in furniture production, and co-cyle combustion t |  | Great Valley Creek | 8968754 | ok |  | pre_post 2015 | 1548.15 | 2000 | 2002 | continuous years
2529 | Hickling | Steuben | NY | Chemung River | 42.1222 | -76.9835 | 910 | [5 empty] | 932050084 | agreement between assinged and repeat |  | Chemung River | 932050084 | ok |  | pre_post 2015 | 903.61 | 2000 | 2000 | continuous years
1004 |  |  |  | West fork White River | 38.8063 | -87.2469 | 449 | [5 empty] | 18471000 |  |  | White River | 18471000 | ok |  | pre_post 2015 | 459.87 | 2000 | 2013 | missing 2 years
2003 | Owatonna | Steele | MN | Municipality Wells | 44.0833 | -93.23 | 1132 | [5 empty] | 2033261 | likely publicly-supplied; water source ""municipality""; next to river but no intake structure |  | Straight River | -9999 | drop comid |  | pre_post 2015 | 1134.62 | 2000 | 2011 | missing 1 years
3610 | Mission Road | Bexar | TX | Wells | 29.3981 | -98.491 | 619 | [5 empty] | 10840818 |  |  | San Antonio River | -9999 | drop comid |  | pre_post 2015 | 617.1 | 2000 | 2001 | continuous years
10368 |  |  |  | Well Water | 38.0162 | -121.8605 | 40 | [5 empty] | 948050082 |  |  | Kirker Creek | -9999 | not likely SW, drop |  | pre_post 2015 | 33.26 | 2000 | 2012 | continuous years
4057 | Rock River | Rock | WI | Rock River | 42.5813 | -89.0274 | 751 | [5 empty] | 13297306 | plant location appears correct, but I am not sure about the cooling type, perhaps tower, but they dont look like the other towers; MAH - plant was just southwest of original eGRID coordinates next to Rock River with once-through cooling, plant was razed |  | Rock River | 13297306 | ok |  | pre_post 2015 | 750.11 | 2000 | 2009 | continuous years
55975 | Seward |  | PA | Conemaugh River | 40.408 | -79.0333 | 1086 | [5 empty] | 4754926 | MAH - interesting evolution of the plant and may explain ""2004-only"" data availability: https://www.gem.wiki/Seward_Power_Plant?msclkid=153b2685c66411ec93c50d489aa826f0 |  | Conemaugh River | 4754926 | ok |  | pre_post 2015 | 1085.45 | 2004 | 2004 | continuous years
2642 | Rochester 7 | Monroe | NY | Lake Ontario | 43.2689 | -77.6294 | 252 | [5 empty] | 15558253 |  |  | Slater Creek | 15558253 | ok |  | pre_post 2015 | 250.33 | 2000 | 2008 | continuous years
2937 | Piqua | Miami | OH | River Miami | 40.1338 | -84.2373 | 854 | [5 empty] | 3990680 |  |  | Great Miami River | 3990680 | ok |  | pre_post 2015 | 858.72 | 2000 | 2006 | missing 2 years
700 | Atkinson | Cobb | GA | Chattahoochee River | 33.8237 | -84.4746 | 780 | [5 empty] | 3286334 | adjusted coordinates to intake structure |  | Chattahoochee River | 3286334 | ok |  | pre_post 2015 | 777.63 | 2000 | 2002 | continuous years
2861 |  |  |  | Mahoning River | 41.1669 | -80.7476 | 0 | [5 empty] | 13154259 |  |  | Mahoning River | 13154259 | ok |  | pre_post 2015 | 869.6 | 2000 | 2012 | continuous years
50900 | Covington Facility | Covington | VA |  | 37.8018 | -79.9957 | 1249 | [5 empty] | 8522133 |  |  | Jackson River | 8522133 | ok |  | pre_post 2015 | 1246.12 | 2000 | 2009 | missing 8 years
273 |  |  |  | San Francisco Bay | 37.7565 | -122.3818 | 0 | [5 empty] | 2805331 |  |  |  | 2805331 | ok |  | pre_post 2015 | 12.76 | 2000 | 2011 | continuous years
50460 | Indeck Turners Falls Energy Center | Turner Falls | MA |  | 42.6109 | -72.5564 | 162 | [5 empty] | 6778945 | EPA location longitude is in incorrect hemisphere |  | Connecticut River | 6778577 | wrong flowline, comid updated; either is probably fine but Montague Power Canal Reservoir is the more likely water source than Connecticut River |  | pre_post 2015 | 163.52 | 2000 | 2000 | continuous years
10677 | AES Placerita Inc | Newhall | CA |  | 34.3813 | -118.4999 | 1375 | [5 empty] | 17575745 | Listed as nonutility plant in eia 2003 document; MAH - EIA, 2003, indicates this is a NGCC on standby; I don't think it's industrial |  | Placerita Creek | -9999 | not likely SW, drop |  | pre_post 2015 | 1373.13 | 2000 | 2007 | continuous years
1918 | Minnesota Valley | Chippewa | MN |  | 44.8028 | -95.5269 | 896 | [5 empty] | 4123724 |  |  | Minnesota River | 4123724 | ok |  | pre_post 2015 | 896.51 | 2000 | 2003 | continuous years
1024 |  |  |  | Wells/Cooling Tower | 40.0484 | -86.8995 | 671 | [5 empty] | 18482486 |  |  | Sugar Creek | 18482486 | ok |  | pre_post 2015 | 675.54 | 2000 | 2019 | missing 7 years
50874 | Wheelabrator Sherman Energy Facility | Penobscot | ME | Molunkis Stream | 45.8975 | -68.4328 | 493 | [5 empty] | 3363 |  |  | West Branch Molunkus Stream | 3363 | ok |  | pre_post 2015 | 484.48 | 2000 | 2009 | missing 2 years
1360 | Pineville | Bell | KY | Cumberland River | 36.7977 | -83.7595 | 1012 | [5 empty] | 10188930 | adjusted coordinates to intake structure |  | Cumberland River | 10188930 | ok |  | pre_post 2015 | 977 | 2000 | 2001 | continuous years
2514 |  |  |  | Hempstead Harbor | 40.8272 | -73.6479 | 0 | [5 empty] | 9509988 |  |  |  | 9509988 | ok |  | pre_post 2015 | 14.36 | 2000 | 2012 | continuous years
6706 | Thibodaux | Lafourche | LA | Cooling Tower | 29.7996 | -90.8193 | 14 | [5 empty] | 22366581 |  |  |  | 22366581 | ok |  | pre_post 2015 | 12.79 | 2000 | 2000 | continuous years
1294 | Kaw | Wyandotte | KS | Kaw River | 39.0842 | -94.6533 | 722 | [5 empty] | 3727795 | adjusted coordinates to intake structure |  | Kansas River | 3727795 | ok |  | pre_post 2015 | 722.53 | 2000 | 2003 | continuous years
4048 | Blackhawk | Rock | WI | Rock River | 42.5057 | -89.0329 | 747 | [5 empty] | 13297316 |  |  | Rock River | 13297316 | ok |  | pre_post 2015 | 736.98 | 2000 | 2008 | continuous years
1732 | Marysville | St Clair | MI | St Clair River | 42.9256 | -82.4606 | 584 | [5 empty] | 13195560 |  |  | Bunce Creek | 13196000 | wrong flowline, comid updated |  | pre_post 2015 | 596.57 | 2000 | 2005 | missing 1 years
312 | Refuse & Coal | Franklin | OH | Quarry Pond | 39.9022 | -83.0244 | 691 | [5 empty] | 5217677 |  |  | Scioto Big Run | 5217677 | ok |  | pre_post 2015 | 705.59 | 2000 | 2000 | continuous years
2513 |  |  |  | Mott Basin | 40.6109 | -73.7611 | 0 | [5 empty] | 9500664 |  |  |  | 9500664 | ok |  | pre_post 2015 | 9.01 | 2000 | 2012 | continuous years
658 | Henry D King | St Lucie | FL | Municipality | 27.4509 | -80.325 | 4 | [5 empty] | 20121070 | lat/long is residential; no industrial facilities nearby; will research later |  | Moore Creek | -9999 | drop comid |  | pre_post 2015 | 3.5 | 2000 | 2008 | continuous years
462 |  |  |  | Arkansas River | 38.434 | -105.2532 | 5353 | [5 empty] | 949885 |  |  | Arkansas River | 949885 | ok |  | pre_post 2015 | 5353.71 | 2000 | 2012 | continuous years
247 | Hunters Point | San Francisco | CA | San Francisco Bay | 37.7379 | -122.3763 | 13 | [5 empty] | 2805147 | good example of bad location and how to find the right one |  |  | 2805147 | ok |  | pre_post 2015 | 12.55 | 2000 | 2006 | continuous years
647 | Hookers Point | Hillsborough | FL | Hillsborough Bay | 27.9375 | -82.4444 | 0 | [6 empty] | not 100% about exact location, part of a larger industrial complex; eGRID lat/long indicates Hillsborough Bay is the water source, so saline, and I don't see any towers. |  |  | 16919006 | ok |  | pre_post 2015 | 0 | 2000 | 2001 | continuous years
1291 | Iola | Allen | KS | Neosho River | 37.9237 | -95.4268 | 951 | [6 empty] | adjusted coordinates to intake structure; small pond does not look like it's used for cooling |  |  | 20897397 | ok |  | pre_post 2015 | 946.32 | 2000 | 2007 | continuous years
2908 | Lake Road | Cuyahoga | OH | Lake Erie | 41.5358 | -81.6434 | 583 | [9 empty] | 28123868 | ok |  | pre_post 2015 | 568.51 | 2000 | 2000 | continuous years
10478 |  |  |  |  | 34.4636 | -118.5935 | 1225 | [9 empty] | 17575703 | ok |  | pre_post 2015 | 1259.43 | 2000 | 2010 | missing 1 years

## plant years horz
EIA_PLANT_ID | PLANT_NAME | 2000 | 2001 | 2002 | 2003 | 2004 | 2005 | 2006 | 2007 | 2008 | 2009 | 2010 | 2011 | 2012 | 2013 | 2014 | 2015 | 2016 | 2017 | 2018 | 2019 | 2020 | num_years
3 | Barry | [21 empty] | 21 | bar: 2000 to 2020
7 | Gadsden | [21 empty] | 21 | bar: 2000 to 2020
8 | Gorgas | [21 empty] | 20 | bar: 2000 to 2020
10 | Greene County | [21 empty] | 21 | bar: 2000 to 2020
26 | E C Gaston | [21 empty] | 21 | bar: 2000 to 2020
46 | Browns Ferry | [21 empty] | 21 | bar: 2000 to 2020
47 | Colbert | [21 empty] | 17 | bar: 2000 to 2020
50 | Widows Creek | [21 empty] | 16 | bar: 2000 to 2020
51 | Dolet Hills | [21 empty] | 21 | bar: 2000 to 2020
56 | Charles R Lowman | [21 empty] | 21 | bar: 2000 to 2020
59 | Platte | [21 empty] | 21 | bar: 2000 to 2020
60 | Whelan Energy Center | [21 empty] | 21 | bar: 2000 to 2020
79 | Aurora Energy LLC Chena | [21 empty] | 20 | bar: 2000 to 2020
87 | Escalante | [21 empty] | 21 | bar: 2000 to 2020
96 | Beluga | [21 empty] | 16 | bar: 2000 to 2020
108 | Holcomb | [21 empty] | 21 | bar: 2000 to 2020
113 | Cholla | [21 empty] | 21 | bar: 2000 to 2020
116 | Ocotillo | [21 empty] | 20 | bar: 2000 to 2020
117 | West Phoenix | [21 empty] | 21 | bar: 2000 to 2020
118 | [22 empty] | 11 | bar: 2000 to 2020
120 | Yucca | [21 empty] | 21 | bar: 2000 to 2020
126 | H Wilson Sundt Generating Station | [21 empty] | 21 | bar: 2000 to 2020
127 | Oklaunion | [21 empty] | 21 | bar: 2000 to 2020
130 | Cross | [21 empty] | 21 | bar: 2000 to 2020
136 | Seminole (FL) | [21 empty] | 21 | bar: 2000 to 2020
141 | Agua Fria | [21 empty] | 21 | bar: 2000 to 2020
143 | Crosscut | [21 empty] | 3 | bar: 2000 to 2020
147 | Kyrene | [21 empty] | 21 | bar: 2000 to 2020
160 | Apache Station | [21 empty] | 21 | bar: 2000 to 2020
165 | GREC | [21 empty] | 21 | bar: 2000 to 2020
167 | [22 empty] | 12 | bar: 2000 to 2020
168 | Hamilton Moses | [21 empty] | 9 | bar: 2000 to 2020
169 | [22 empty] | 14 | bar: 2000 to 2020
170 | Lake Catherine | [21 empty] | 21 | bar: 2000 to 2020
173 | Robert E Ritchie | [21 empty] | 13 | bar: 2000 to 2020
201 | Thomas Fitzhugh | [21 empty] | 21 | bar: 2000 to 2020
202 | Carl Bailey | [21 empty] | 21 | bar: 2000 to 2020
203 | McClellan (AR) | [21 empty] | 21 | bar: 2000 to 2020
204 | Clinton Power Station | [21 empty] | 21 | bar: 2000 to 2020
207 | St Johns River Power Park | [21 empty] | 19 | bar: 2000 to 2020
210 | Wolf Creek Generating Station | [21 empty] | 21 | bar: 2000 to 2020
228 | [22 empty] | 14 | bar: 2000 to 2020
246 | [22 empty] | 11 | bar: 2000 to 2020
247 | Hunters Point | [21 empty] | 7 | bar: 2000 to 2020
259 | [22 empty] | 15 | bar: 2000 to 2020
260 | Dynegy Moss Landing Power Plant | [21 empty] | 21 | bar: 2000 to 2020
271 | Pittsburg Power | [21 empty] | 18 | bar: 2000 to 2020
273 | [22 empty] | 12 | bar: 2000 to 2020
298 | Limestone | [21 empty] | 21 | bar: 2000 to 2020
302 | Encina | [21 empty] | 19 | bar: 2000 to 2020
310 | [22 empty] | 12 | bar: 2000 to 2020
312 | Refuse & Coal | [21 empty] | 1 | bar: 2000 to 2020
315 | AES Alamitos LLC | [21 empty] | 21 | bar: 2000 to 2020
329 | [22 empty] | 15 | bar: 2000 to 2020
330 | El Segundo Power | [21 empty] | 16 | bar: 2000 to 2020
331 | Etiwanda Generating Station | [21 empty] | 19 | bar: 2000 to 2020
334 | Highgrove | [21 empty] | 1 | bar: 2000 to 2020
335 | AES Huntington Beach LLC | [21 empty] | 21 | bar: 2000 to 2020
341 | Long Beach Generation LLC | [21 empty] | 5 | bar: 2000 to 2020
345 | Mandalay | [21 empty] | 19 | bar: 2000 to 2020
350 | Ormond Beach | [21 empty] | 21 | bar: 2000 to 2020
356 | AES Redondo Beach LLC | [21 empty] | 21 | bar: 2000 to 2020
358 | Mountainview Generating Station | [21 empty] | 18 | bar: 2000 to 2020
360 | [22 empty] | 14 | bar: 2000 to 2020
371 | Columbia Generating Station | [21 empty] | 21 | bar: 2000 to 2020
375 | Magnolia | [21 empty] | 3 | bar: 2000 to 2020
377 | Grayson | [21 empty] | 21 | bar: 2000 to 2020
384 | Joliet 29 | [21 empty] | 21 | bar: 2000 to 2020
389 | El Centro | [21 empty] | 21 | bar: 2000 to 2020
399 | Harbor | [21 empty] | 19 | bar: 2000 to 2020
400 | Haynes | [21 empty] | 21 | bar: 2000 to 2020
404 | Scattergood | [21 empty] | 21 | bar: 2000 to 2020
408 | Valley (CA) | [21 empty] | 21 | bar: 2000 to 2020
420 | Broadway (CA) | [21 empty] | 15 | bar: 2000 to 2020
422 | [22 empty] | 7 | bar: 2000 to 2020
460 | [22 empty] | 13 | bar: 2000 to 2020
462 | [22 empty] | 13 | bar: 2000 to 2020
465 | [22 empty] | 14 | bar: 2000 to 2020
468 | [22 empty] | 11 | bar: 2000 to 2020
469 | Cherokee | [21 empty] | 21 | bar: 2000 to 2020
470 | Comanche (CO) | [21 empty] | 21 | bar: 2000 to 2020
477 | Valmont | [21 empty] | 18 | bar: 2000 to 2020
478 | [22 empty] | 16 | bar: 2000 to 2020
492 | Martin Drake | [21 empty] | 21 | bar: 2000 to 2020
493 | George Birdsall | [21 empty] | 21 | bar: 2000 to 2020
511 | Trinidad | [21 empty] | 3 | bar: 2000 to 2020
525 | Hayden | [21 empty] | 21 | bar: 2000 to 2020
527 | Nucla | [21 empty] | 20 | bar: 2000 to 2020
533 | McWilliams | [21 empty] | 21 | bar: 2000 to 2020
544 | Devon Station | [21 empty] | 6 | bar: 2000 to 2020
546 | Montville Station | [21 empty] | 21 | bar: 2000 to 2020
548 | [22 empty] | 14 | bar: 2000 to 2020
550 | Kettle Falls Generating Station | [21 empty] | 21 | bar: 2000 to 2020
562 | Middletown | [21 empty] | 21 | bar: 2000 to 2020
563 | South Meadow | [21 empty] | 3 | bar: 2000 to 2020
564 | Stanton Energy Center | [21 empty] | 21 | bar: 2000 to 2020
566 | Millstone | [21 empty] | 21 | bar: 2000 to 2020
568 | Bridgeport Station | [21 empty] | 21 | bar: 2000 to 2020
589 | J C McNeil | [21 empty] | 21 | bar: 2000 to 2020
593 | Edge Moor | [21 empty] | 21 | bar: 2000 to 2020
594 | Indian River Generating Station | [21 empty] | 21 | bar: 2000 to 2020
599 | McKee Run | [21 empty] | 21 | bar: 2000 to 2020
602 | Brandon Shores | [21 empty] | 21 | bar: 2000 to 2020
603 | [22 empty] | 13 | bar: 2000 to 2020
609 | Cape Canaveral | [21 empty] | 19 | bar: 2000 to 2020
610 | Cutler | [21 empty] | 10 | bar: 2000 to 2020
612 | Fort Myers | [21 empty] | 21 | bar: 2000 to 2020
613 | Lauderdale | [21 empty] | 19 | bar: 2000 to 2020
617 | [22 empty] | 19 | bar: 2000 to 2020
619 | Riviera | [21 empty] | 17 | bar: 2000 to 2020
620 | Sanford | [21 empty] | 21 | bar: 2000 to 2020
621 | Turkey Point | [21 empty] | 21 | bar: 2000 to 2020
628 | Crystal River | [21 empty] | 21 | bar: 2000 to 2020
634 | P L Bartow | [21 empty] | 21 | bar: 2000 to 2020
638 | Suwannee River | [21 empty] | 17 | bar: 2000 to 2020
641 | Crist | [21 empty] | 21 | bar: 2000 to 2020
642 | Scholz | [21 empty] | 16 | bar: 2000 to 2020
643 | Lansing Smith | [21 empty] | 21 | bar: 2000 to 2020
645 | Big Bend | [21 empty] | 21 | bar: 2000 to 2020
646 | F J Gannon | [21 empty] | 4 | bar: 2000 to 2020
647 | Hookers Point | [21 empty] | 2 | bar: 2000 to 2020
649 | Vogtle | [21 empty] | 21 | bar: 2000 to 2020
658 | Henry D King | [21 empty] | 9 | bar: 2000 to 2020
663 | Deerhaven Generating Station | [21 empty] | 21 | bar: 2000 to 2020
664 | John R Kelly | [21 empty] | 21 | bar: 2000 to 2020
666 | J D Kennedy | [21 empty] | 3 | bar: 2000 to 2020
667 | Northside Generating Station | [21 empty] | 21 | bar: 2000 to 2020
668 | Southside Generating | [21 empty] | 2 | bar: 2000 to 2020
672 | [22 empty] | 13 | bar: 2000 to 2020
673 | Tom G Smith | [21 empty] | 21 | bar: 2000 to 2020
675 | Larsen Memorial | [21 empty] | 21 | bar: 2000 to 2020
676 | C D McIntosh Jr | [21 empty] | 21 | bar: 2000 to 2020
683 | Indian River Plant | [21 empty] | 3 | bar: 2000 to 2020
688 | Arvah B Hopkins | [21 empty] | 21 | bar: 2000 to 2020
689 | S O Purdom | [21 empty] | 21 | bar: 2000 to 2020
693 | Vero Beach Municipal Power Plant | [21 empty] | 16 | bar: 2000 to 2020
699 | Arkwright | [21 empty] | 3 | bar: 2000 to 2020
700 | Atkinson | [21 empty] | 3 | bar: 2000 to 2020
703 | Bowen | [21 empty] | 21 | bar: 2000 to 2020
708 | Hammond | [21 empty] | 20 | bar: 2000 to 2020
709 | Harllee Branch | [21 empty] | 16 | bar: 2000 to 2020
710 | Jack McDonough | [21 empty] | 21 | bar: 2000 to 2020
715 | McManus | [21 empty] | 16 | bar: 2000 to 2020
727 | Mitchell (GA) | [21 empty] | 17 | bar: 2000 to 2020
728 | Yates | [21 empty] | 21 | bar: 2000 to 2020
733 | Kraft | [21 empty] | 16 | bar: 2000 to 2020
734 | Riverside | [21 empty] | 5 | bar: 2000 to 2020
748 | Phillips | [21 empty] | 3 | bar: 2000 to 2020
753 | Crisp Plant | [21 empty] | 19 | bar: 2000 to 2020
762 | [22 empty] | 16 | bar: 2000 to 2020
764 | [22 empty] | 15 | bar: 2000 to 2020
765 | Kahe | [21 empty] | 21 | bar: 2000 to 2020
766 | Waiau | [21 empty] | 21 | bar: 2000 to 2020
772 | W H Hill | [21 empty] | 21 | bar: 2000 to 2020
856 | E D Edwards | [21 empty] | 21 | bar: 2000 to 2020
861 | Coffeen | [21 empty] | 20 | bar: 2000 to 2020
862 | Grand Tower Energy Center LLC | [21 empty] | 20 | bar: 2000 to 2020
863 | [22 empty] | 12 | bar: 2000 to 2020
864 | [22 empty] | 12 | bar: 2000 to 2020
867 | [22 empty] | 13 | bar: 2000 to 2020
869 | Dresden Generating Station | [21 empty] | 21 | bar: 2000 to 2020
874 | Joliet 9 | [21 empty] | 21 | bar: 2000 to 2020
876 | Kincaid Generation LLC | [21 empty] | 21 | bar: 2000 to 2020
879 | Powerton | [21 empty] | 21 | bar: 2000 to 2020
880 | Quad Cities Generating Station | [21 empty] | 21 | bar: 2000 to 2020
883 | Waukegan | [21 empty] | 21 | bar: 2000 to 2020
884 | Will County | [21 empty] | 21 | bar: 2000 to 2020
886 | [22 empty] | 13 | bar: 2000 to 2020
887 | Joppa Steam | [21 empty] | 21 | bar: 2000 to 2020
889 | Baldwin Energy Complex | [21 empty] | 21 | bar: 2000 to 2020
891 | Havana | [21 empty] | 20 | bar: 2000 to 2020
892 | Hennepin Power Station | [21 empty] | 20 | bar: 2000 to 2020
897 | [22 empty] | 12 | bar: 2000 to 2020
898 | Wood River | [21 empty] | 17 | bar: 2000 to 2020
913 | Venice | [21 empty] | 3 | bar: 2000 to 2020
934 | Breese | [21 empty] | 3 | bar: 2000 to 2020
955 | Peru | [21 empty] | 3 | bar: 2000 to 2020
961 | South Main Street | [21 empty] | 3 | bar: 2000 to 2020
963 | Dallman | [21 empty] | 21 | bar: 2000 to 2020
964 | Lakeside | [21 empty] | 10 | bar: 2000 to 2020
972 | Winnetka | [21 empty] | 20 | bar: 2000 to 2020
976 | Marion | [21 empty] | 21 | bar: 2000 to 2020
981 | [22 empty] | 13 | bar: 2000 to 2020
983 | Clifty Creek | [21 empty] | 21 | bar: 2000 to 2020
988 | Tanners Creek | [21 empty] | 16 | bar: 2000 to 2020
990 | Harding Street | [21 empty] | 21 | bar: 2000 to 2020
991 | Eagle Valley | [21 empty] | 20 | bar: 2000 to 2020
992 | CC Perry K | [21 empty] | 19 | bar: 2000 to 2020
994 | AES Petersburg | [21 empty] | 21 | bar: 2000 to 2020
995 | Bailly | [21 empty] | 19 | bar: 2000 to 2020
996 | Dean H Mitchell | [21 empty] | 4 | bar: 2000 to 2020
997 | Michigan City | [21 empty] | 21 | bar: 2000 to 2020
1001 | Cayuga | [21 empty] | 21 | bar: 2000 to 2020
1004 | [22 empty] | 12 | bar: 2000 to 2020
1007 | Noblesville | [21 empty] | 21 | bar: 2000 to 2020
1008 | R Gallagher | [21 empty] | 21 | bar: 2000 to 2020
1010 | Wabash River | [21 empty] | 17 | bar: 2000 to 2020
1012 | F B Culley | [21 empty] | 21 | bar: 2000 to 2020
1016 | Butler-Warner Generation Plant | [21 empty] | 21 | bar: 2000 to 2020
1024 | [22 empty] | 13 | bar: 2000 to 2020
1032 | Logansport | [21 empty] | 17 | bar: 2000 to 2020
1037 | [22 empty] | 13 | bar: 2000 to 2020
1040 | Whitewater Valley | [21 empty] | 21 | bar: 2000 to 2020
1043 | Frank E Ratts | [21 empty] | 16 | bar: 2000 to 2020
1046 | [22 empty] | 18 | bar: 2000 to 2020
1047 | Lansing | [21 empty] | 21 | bar: 2000 to 2020
1048 | Milton L Kapp | [21 empty] | 19 | bar: 2000 to 2020
1058 | Sixth Street | [21 empty] | 10 | bar: 2000 to 2020
1060 | Duane Arnold Energy Center | [21 empty] | 21 | bar: 2000 to 2020
1073 | Prairie Creek | [21 empty] | 21 | bar: 2000 to 2020
1077 | Sutherland | [21 empty] | 18 | bar: 2000 to 2020
1081 | Riverside | [21 empty] | 21 | bar: 2000 to 2020
1082 | Walter Scott Jr Energy Center | [21 empty] | 21 | bar: 2000 to 2020
1091 | George Neal North | [21 empty] | 21 | bar: 2000 to 2020
1104 | Burlington (IA) | [21 empty] | 21 | bar: 2000 to 2020
1122 | Ames Electric Services Power Plant | [21 empty] | 21 | bar: 2000 to 2020
1131 | Streeter Station | [21 empty] | 21 | bar: 2000 to 2020
1167 | Muscatine Plant #1 | [21 empty] | 21 | bar: 2000 to 2020
1175 | [22 empty] | 13 | bar: 2000 to 2020
1206 | Summit Lake | [21 empty] | 21 | bar: 2000 to 2020
1217 | Earl F Wisdom | [21 empty] | 21 | bar: 2000 to 2020
1218 | [22 empty] | 14 | bar: 2000 to 2020
1230 | Cimarron River | [21 empty] | 21 | bar: 2000 to 2020
1233 | Fort Dodge | [21 empty] | 21 | bar: 2000 to 2020
1235 | [22 empty] | 21 | bar: 2000 to 2020
1239 | [22 empty] | 21 | bar: 2000 to 2020
1240 | Gordon Evans Energy Center | [21 empty] | 19 | bar: 2000 to 2020
1241 | La Cygne | [21 empty] | 21 | bar: 2000 to 2020
1242 | Murray Gill | [21 empty] | 19 | bar: 2000 to 2020
1243 | [22 empty] | 13 | bar: 2000 to 2020
1248 | Hutchinson Energy Center | [21 empty] | 16 | bar: 2000 to 2020
1250 | Lawrence Energy Center | [21 empty] | 21 | bar: 2000 to 2020
1252 | Tecumseh Energy Center | [21 empty] | 19 | bar: 2000 to 2020
1270 | [22 empty] | 12 | bar: 2000 to 2020
1271 | Coffeyville | [21 empty] | 21 | bar: 2000 to 2020
1291 | Iola | [21 empty] | 8 | bar: 2000 to 2020
1294 | Kaw | [21 empty] | 4 | bar: 2000 to 2020
1295 | Quindaro | [21 empty] | 20 | bar: 2000 to 2020
1299 | Larned | [21 empty] | 4 | bar: 2000 to 2020
1305 | McPherson 2 | [21 empty] | 7 | bar: 2000 to 2020
1317 | Pratt | [21 empty] | 19 | bar: 2000 to 2020
1330 | Wellington 1 | [21 empty] | 20 | bar: 2000 to 2020
1336 | Garden City | [21 empty] | 21 | bar: 2000 to 2020
1353 | Big Sandy | [21 empty] | 21 | bar: 2000 to 2020
1355 | E W Brown | [21 empty] | 21 | bar: 2000 to 2020
1356 | Ghent | [21 empty] | 21 | bar: 2000 to 2020
1357 | Green River | [21 empty] | 16 | bar: 2000 to 2020
1360 | Pineville | [21 empty] | 2 | bar: 2000 to 2020
1361 | [22 empty] | 14 | bar: 2000 to 2020
1363 | Cane Run | [21 empty] | 21 | bar: 2000 to 2020
1364 | Mill Creek (KY) | [21 empty] | 21 | bar: 2000 to 2020
1372 | Henderson I | [21 empty] | 8 | bar: 2000 to 2020
1374 | Elmer Smith | [21 empty] | 21 | bar: 2000 to 2020
1378 | Paradise | [21 empty] | 21 | bar: 2000 to 2020
1379 | Shawnee | [21 empty] | 21 | bar: 2000 to 2020
1381 | [22 empty] | 16 | bar: 2000 to 2020
1382 | HMP&L Station Two Henderson | [21 empty] | 20 | bar: 2000 to 2020
1383 | [22 empty] | 21 | bar: 2000 to 2020
1384 | Cooper | [21 empty] | 21 | bar: 2000 to 2020
1385 | Dale | [21 empty] | 17 | bar: 2000 to 2020
1393 | R S Nelson | [21 empty] | 21 | bar: 2000 to 2020
1394 | Willow Glen | [21 empty] | 17 | bar: 2000 to 2020
1396 | Coughlin Power Station | [21 empty] | 18 | bar: 2000 to 2020
1400 | Teche | [21 empty] | 21 | bar: 2000 to 2020
1402 | Little Gypsy | [21 empty] | 21 | bar: 2000 to 2020
1403 | Nine Mile Point | [21 empty] | 21 | bar: 2000 to 2020
1404 | [22 empty] | 21 | bar: 2000 to 2020
1407 | A B Paterson | [21 empty] | 3 | bar: 2000 to 2020
1409 | Michoud | [21 empty] | 17 | bar: 2000 to 2020
1416 | Arsenal Hill | [21 empty] | 21 | bar: 2000 to 2020
1417 | Lieberman | [21 empty] | 21 | bar: 2000 to 2020
1439 | Houma | [21 empty] | 21 | bar: 2000 to 2020
1443 | [22 empty] | 15 | bar: 2000 to 2020
1447 | Minden | [21 empty] | 17 | bar: 2000 to 2020
1449 | Morgan City | [21 empty] | 16 | bar: 2000 to 2020
1450 | Natchitoches | [21 empty] | 8 | bar: 2000 to 2020
1455 | Plaquemine | [21 empty] | 16 | bar: 2000 to 2020
1458 | Ruston | [21 empty] | 5 | bar: 2000 to 2020
1464 | Big Cajun 1 | [21 empty] | 16 | bar: 2000 to 2020
1496 | Mason Steam | [21 empty] | 3 | bar: 2000 to 2020
1507 | William F Wyman | [21 empty] | 21 | bar: 2000 to 2020
1552 | CP Crane Power, LLC | [21 empty] | 19 | bar: 2000 to 2020
1553 | Gould Street | [21 empty] | 15 | bar: 2000 to 2020
1554 | Herbert A Wagner | [21 empty] | 21 | bar: 2000 to 2020
1559 | [22 empty] | 17 | bar: 2000 to 2020
1564 | Vienna Operations | [21 empty] | 21 | bar: 2000 to 2020
1570 | [22 empty] | 13 | bar: 2000 to 2020
1571 | Chalk Point LLC | [21 empty] | 20 | bar: 2000 to 2020
1572 | Dickerson | [21 empty] | 20 | bar: 2000 to 2020
1573 | Morgantown Generating Plant | [21 empty] | 20 | bar: 2000 to 2020
1588 | Mystic Generating Station | [21 empty] | 21 | bar: 2000 to 2020
1589 | New Boston Generating Station | [21 empty] | 8 | bar: 2000 to 2020
1590 | Pilgrim Nuclear Power Station | [21 empty] | 20 | bar: 2000 to 2020
1595 | Kendall Square Station | [21 empty] | 21 | bar: 2000 to 2020
1599 | Canal | [21 empty] | 21 | bar: 2000 to 2020
1606 | [22 empty] | 15 | bar: 2000 to 2020
1613 | [22 empty] | 11 | bar: 2000 to 2020
1619 | Brayton Point | [21 empty] | 18 | bar: 2000 to 2020
1626 | [22 empty] | 15 | bar: 2000 to 2020
1642 | Essential Power Massachusetts LLC | [21 empty] | 21 | bar: 2000 to 2020
1660 | [22 empty] | 20 | bar: 2000 to 2020
1682 | Cleary Flood | [21 empty] | 21 | bar: 2000 to 2020
1695 | B C Cobb | [21 empty] | 17 | bar: 2000 to 2020
1702 | Dan E Karn | [21 empty] | 21 | bar: 2000 to 2020
1710 | J H Campbell | [21 empty] | 21 | bar: 2000 to 2020
1715 | Palisades | [21 empty] | 21 | bar: 2000 to 2020
1720 | J C Weadock | [21 empty] | 17 | bar: 2000 to 2020
1723 | J R Whiting | [21 empty] | 17 | bar: 2000 to 2020
1726 | Conners Creek | [21 empty] | 11 | bar: 2000 to 2020
1729 | Fermi | [21 empty] | 21 | bar: 2000 to 2020
1731 | [22 empty] | 14 | bar: 2000 to 2020
1732 | Marysville | [21 empty] | 5 | bar: 2000 to 2020
1733 | Monroe (MI) | [21 empty] | 21 | bar: 2000 to 2020
1740 | River Rouge | [21 empty] | 21 | bar: 2000 to 2020
1743 | St Clair | [21 empty] | 21 | bar: 2000 to 2020
1745 | Trenton Channel | [21 empty] | 21 | bar: 2000 to 2020
1769 | Presque Isle | [21 empty] | 20 | bar: 2000 to 2020
1771 | Escanaba | [21 empty] | 16 | bar: 2000 to 2020
1772 | John H Warden | [21 empty] | 19 | bar: 2000 to 2020
1822 | [22 empty] | 12 | bar: 2000 to 2020
1825 | J B Sims | [21 empty] | 21 | bar: 2000 to 2020
1830 | James De Young | [21 empty] | 18 | bar: 2000 to 2020
1831 | Eckert Station | [21 empty] | 21 | bar: 2000 to 2020
1832 | Erickson Station | [21 empty] | 21 | bar: 2000 to 2020
1843 | Shiras | [21 empty] | 20 | bar: 2000 to 2020
1866 | Wyandotte | [21 empty] | 21 | bar: 2000 to 2020
1880 | [22 empty] | 20 | bar: 2000 to 2020
1888 | Fox Lake | [21 empty] | 18 | bar: 2000 to 2020
1891 | Syl Laskin | [21 empty] | 21 | bar: 2000 to 2020
1893 | Clay Boswell | [21 empty] | 21 | bar: 2000 to 2020
1897 | [22 empty] | 10 | bar: 2000 to 2020
1904 | Black Dog | [21 empty] | 21 | bar: 2000 to 2020
1912 | High Bridge | [21 empty] | 21 | bar: 2000 to 2020
1915 | Allen S King | [21 empty] | 21 | bar: 2000 to 2020
1918 | Minnesota Valley | [21 empty] | 4 | bar: 2000 to 2020
1922 | Monticello Nuclear Facility | [21 empty] | 21 | bar: 2000 to 2020
1925 | Prairie Island | [21 empty] | 21 | bar: 2000 to 2020
1926 | Red Wing | [21 empty] | 21 | bar: 2000 to 2020
1927 | Riverside (MN) | [21 empty] | 21 | bar: 2000 to 2020
1934 | Wilmarth | [21 empty] | 21 | bar: 2000 to 2020
1943 | Hoot Lake | [21 empty] | 21 | bar: 2000 to 2020
1960 | Austin DT | [21 empty] | 8 | bar: 2000 to 2020
1961 | [22 empty] | 14 | bar: 2000 to 2020
1973 | Fairmont | [21 empty] | 8 | bar: 2000 to 2020
1979 | Hibbing | [21 empty] | 21 | bar: 2000 to 2020
1980 | Hutchinson Plant #1 | [21 empty] | 18 | bar: 2000 to 2020
1990 | Luverne | [21 empty] | 1 | bar: 2000 to 2020
2001 | New Ulm | [21 empty] | 21 | bar: 2000 to 2020
2003 | Owatonna | [21 empty] | 11 | bar: 2000 to 2020
2008 | [22 empty] | 16 | bar: 2000 to 2020
2018 | Virginia | [21 empty] | 21 | bar: 2000 to 2020
2022 | Willmar | [21 empty] | 21 | bar: 2000 to 2020
2039 | Elk River | [21 empty] | 19 | bar: 2000 to 2020
2046 | [22 empty] | 13 | bar: 2000 to 2020
2048 | Sweatt | [21 empty] | 16 | bar: 2000 to 2020
2049 | Jack Watson | [21 empty] | 21 | bar: 2000 to 2020
2050 | Baxter Wilson | [21 empty] | 21 | bar: 2000 to 2020
2051 | [22 empty] | 10 | bar: 2000 to 2020
2052 | Natchez | [21 empty] | 4 | bar: 2000 to 2020
2053 | Rex Brown | [21 empty] | 20 | bar: 2000 to 2020
2059 | L L Wilkins | [21 empty] | 17 | bar: 2000 to 2020
2062 | Henderson | [21 empty] | 17 | bar: 2000 to 2020
2063 | [22 empty] | 10 | bar: 2000 to 2020
2067 | Yazoo | [21 empty] | 16 | bar: 2000 to 2020
2070 | Moselle | [21 empty] | 21 | bar: 2000 to 2020
2076 | Asbury | [21 empty] | 21 | bar: 2000 to 2020
2079 | Hawthorn | [21 empty] | 21 | bar: 2000 to 2020
2080 | Montrose | [21 empty] | 19 | bar: 2000 to 2020
2094 | Sibley | [21 empty] | 19 | bar: 2000 to 2020
2098 | Lake Road (MO) | [21 empty] | 21 | bar: 2000 to 2020
2103 | Labadie | [21 empty] | 21 | bar: 2000 to 2020
2104 | Meramec | [21 empty] | 21 | bar: 2000 to 2020
2107 | Sioux | [21 empty] | 21 | bar: 2000 to 2020
2123 | Columbia (MO) | [21 empty] | 21 | bar: 2000 to 2020
2132 | Blue Valley | [21 empty] | 21 | bar: 2000 to 2020
2144 | Marshall (MO) | [21 empty] | 17 | bar: 2000 to 2020
2161 | James River Power Station | [21 empty] | 19 | bar: 2000 to 2020
2167 | New Madrid | [21 empty] | 21 | bar: 2000 to 2020
2168 | Thomas Hill | [21 empty] | 21 | bar: 2000 to 2020
2169 | [22 empty] | 13 | bar: 2000 to 2020
2171 | Missouri City | [21 empty] | 15 | bar: 2000 to 2020
2187 | J E Corette Plant | [21 empty] | 16 | bar: 2000 to 2020
2226 | Canaday | [21 empty] | 21 | bar: 2000 to 2020
2236 | [22 empty] | 17 | bar: 2000 to 2020
2240 | Lon Wright | [21 empty] | 21 | bar: 2000 to 2020
2241 | [22 empty] | 17 | bar: 2000 to 2020
2244 | North Denver | [21 empty] | 21 | bar: 2000 to 2020
2277 | Sheldon | [21 empty] | 21 | bar: 2000 to 2020
2289 | Fort Calhoun | [21 empty] | 17 | bar: 2000 to 2020
2291 | North Omaha | [21 empty] | 21 | bar: 2000 to 2020
2322 | Clark (NVE) | [21 empty] | 21 | bar: 2000 to 2020
2324 | Reid Gardner | [21 empty] | 18 | bar: 2000 to 2020
2326 | [22 empty] | 10 | bar: 2000 to 2020
2330 | Fort Churchill | [21 empty] | 21 | bar: 2000 to 2020
2336 | Tracy | [21 empty] | 21 | bar: 2000 to 2020
2341 | Mohave | [21 empty] | 10 | bar: 2000 to 2020
2364 | Merrimack | [21 empty] | 21 | bar: 2000 to 2020
2367 | Schiller | [21 empty] | 21 | bar: 2000 to 2020
2378 | B L England | [21 empty] | 20 | bar: 2000 to 2020
2384 | [22 empty] | 15 | bar: 2000 to 2020
2388 | Oyster Creek | [21 empty] | 19 | bar: 2000 to 2020
2390 | Sayreville | [21 empty] | 5 | bar: 2000 to 2020
2393 | Gilbert | [21 empty] | 21 | bar: 2000 to 2020
2398 | Bergen Generating Station | [21 empty] | 21 | bar: 2000 to 2020
2399 | PSEG Burlington Generating Station | [21 empty] | 3 | bar: 2000 to 2020
2403 | PSEG Hudson Generating Station | [21 empty] | 18 | bar: 2000 to 2020
2404 | PSEG Kearny Generating Station | [21 empty] | 5 | bar: 2000 to 2020
2406 | PSEG Linden Generating Station | [21 empty] | 18 | bar: 2000 to 2020
2408 | PSEG Mercer Generating Station | [21 empty] | 18 | bar: 2000 to 2020
2410 | PSEG Salem Generating Station | [21 empty] | 21 | bar: 2000 to 2020
2411 | PSEG Sewaren Generating Station | [21 empty] | 19 | bar: 2000 to 2020
2434 | [22 empty] | 13 | bar: 2000 to 2020
2442 | Four Corners | [21 empty] | 21 | bar: 2000 to 2020
2444 | Rio Grande | [21 empty] | 21 | bar: 2000 to 2020
2446 | Maddox | [21 empty] | 21 | bar: 2000 to 2020
2450 | Reeves | [21 empty] | 21 | bar: 2000 to 2020
2451 | San Juan | [21 empty] | 21 | bar: 2000 to 2020
2454 | Cunningham | [21 empty] | 21 | bar: 2000 to 2020
2465 | Animas | [21 empty] | 16 | bar: 2000 to 2020
2468 | Raton | [21 empty] | 7 | bar: 2000 to 2020
2475 | Algodones | [21 empty] | 1 | bar: 2000 to 2020
2480 | Danskammer Generating Station | [21 empty] | 20 | bar: 2000 to 2020
2490 | Arthur Kill Generating Station | [21 empty] | 21 | bar: 2000 to 2020
2491 | Poletti | [21 empty] | 11 | bar: 2000 to 2020
2493 | East River | [21 empty] | 21 | bar: 2000 to 2020
2497 | Indian Point 2 | [21 empty] | 21 | bar: 2000 to 2020
2500 | Ravenswood | [21 empty] | 21 | bar: 2000 to 2020
2502 | Waterside | [21 empty] | 6 | bar: 2000 to 2020
2511 | E F Barrett | [21 empty] | 21 | bar: 2000 to 2020
2513 | [22 empty] | 13 | bar: 2000 to 2020
2514 | [22 empty] | 13 | bar: 2000 to 2020
2516 | Northport | [21 empty] | 21 | bar: 2000 to 2020
2517 | Port Jefferson | [21 empty] | 21 | bar: 2000 to 2020
2526 | [22 empty] | 11 | bar: 2000 to 2020
2527 | [22 empty] | 16 | bar: 2000 to 2020
2529 | Hickling | [21 empty] | 1 | bar: 2000 to 2020
2535 | Cayuga Operating Company | [21 empty] | 20 | bar: 2000 to 2020
2539 | Bethlehem Energy Center | [21 empty] | 21 | bar: 2000 to 2020
2549 | C R Huntley Generating Station | [21 empty] | 17 | bar: 2000 to 2020
2554 | Dunkirk Generating Plant | [21 empty] | 16 | bar: 2000 to 2020
2589 | Nine Mile Point Nuclear Station | [21 empty] | 21 | bar: 2000 to 2020
2594 | Oswego Harbor Power | [21 empty] | 21 | bar: 2000 to 2020
2625 | Bowline Point | [21 empty] | 21 | bar: 2000 to 2020
2629 | Lovett | [21 empty] | 9 | bar: 2000 to 2020
2640 | Rochester 3 | [21 empty] | 3 | bar: 2000 to 2020
2642 | Rochester 7 | [21 empty] | 9 | bar: 2000 to 2020
2682 | S A Carlson | [21 empty] | 21 | bar: 2000 to 2020
2706 | Asheville | [21 empty] | 21 | bar: 2000 to 2020
2708 | [22 empty] | 14 | bar: 2000 to 2020
2709 | [22 empty] | 13 | bar: 2000 to 2020
2712 | Roxboro | [21 empty] | 21 | bar: 2000 to 2020
2713 | [22 empty] | 14 | bar: 2000 to 2020
2716 | [22 empty] | 12 | bar: 2000 to 2020
2718 | G G Allen | [21 empty] | 21 | bar: 2000 to 2020
2720 | Buck | [21 empty] | 21 | bar: 2000 to 2020
2721 | James E. Rogers Energy Complex | [21 empty] | 21 | bar: 2000 to 2020
2723 | Dan River | [21 empty] | 21 | bar: 2000 to 2020
2727 | Marshall (NC) | [21 empty] | 21 | bar: 2000 to 2020
2732 | [22 empty] | 14 | bar: 2000 to 2020
2790 | R M Heskett | [21 empty] | 20 | bar: 2000 to 2020
2801 | Jamestown | [21 empty] | 3 | bar: 2000 to 2020
2817 | Leland Olds | [21 empty] | 21 | bar: 2000 to 2020
2823 | Milton R Young | [21 empty] | 21 | bar: 2000 to 2020
2824 | Stanton | [21 empty] | 17 | bar: 2000 to 2020
2828 | Cardinal | [21 empty] | 21 | bar: 2000 to 2020
2830 | [22 empty] | 15 | bar: 2000 to 2020
2832 | Miami Fort | [21 empty] | 21 | bar: 2000 to 2020
2835 | FirstEnergy Ashtabula | [21 empty] | 16 | bar: 2000 to 2020
2836 | Avon Lake | [21 empty] | 21 | bar: 2000 to 2020
2837 | FirstEnergy Eastlake | [21 empty] | 16 | bar: 2000 to 2020
2838 | FirstEnergy Lake Shore | [21 empty] | 16 | bar: 2000 to 2020
2840 | Conesville | [21 empty] | 21 | bar: 2000 to 2020
2843 | [22 empty] | 14 | bar: 2000 to 2020
2848 | [22 empty] | 16 | bar: 2000 to 2020
2850 | J M Stuart | [21 empty] | 19 | bar: 2000 to 2020
2857 | Edgewater | [21 empty] | 3 | bar: 2000 to 2020
2861 | [22 empty] | 13 | bar: 2000 to 2020
2864 | [22 empty] | 12 | bar: 2000 to 2020
2866 | FirstEnergy W H Sammis | [21 empty] | 21 | bar: 2000 to 2020
2867 | Toronto | [21 empty] | 1 | bar: 2000 to 2020
2872 | Muskingum River | [21 empty] | 16 | bar: 2000 to 2020
2876 | Kyger Creek | [21 empty] | 21 | bar: 2000 to 2020
2877 | Acme | [21 empty] | 1 | bar: 2000 to 2020
2878 | FirstEnergy Bay Shore | [21 empty] | 21 | bar: 2000 to 2020
2908 | Lake Road | [21 empty] | 1 | bar: 2000 to 2020
2914 | Dover | [21 empty] | 21 | bar: 2000 to 2020
2917 | [22 empty] | 18 | bar: 2000 to 2020
2935 | Orrville | [21 empty] | 21 | bar: 2000 to 2020
2936 | Painesville | [21 empty] | 21 | bar: 2000 to 2020
2937 | Piqua | [21 empty] | 5 | bar: 2000 to 2020
2942 | St Marys | [21 empty] | 8 | bar: 2000 to 2020
2943 | [22 empty] | 13 | bar: 2000 to 2020
2951 | Horseshoe Lake | [21 empty] | 21 | bar: 2000 to 2020
2952 | Muskogee | [21 empty] | 21 | bar: 2000 to 2020
2953 | Mustang | [21 empty] | 18 | bar: 2000 to 2020
2956 | Seminole (OK) | [21 empty] | 21 | bar: 2000 to 2020
2963 | Northeastern | [21 empty] | 21 | bar: 2000 to 2020
2964 | Southwestern | [21 empty] | 21 | bar: 2000 to 2020
2965 | Tulsa | [21 empty] | 21 | bar: 2000 to 2020
3000 | Boomer Lake Station | [21 empty] | 16 | bar: 2000 to 2020
3006 | Anadarko Plant | [21 empty] | 21 | bar: 2000 to 2020
3008 | Mooreland | [21 empty] | 21 | bar: 2000 to 2020
3096 | Brunot Island | [21 empty] | 20 | bar: 2000 to 2020
3098 | [22 empty] | 15 | bar: 2000 to 2020
3113 | [22 empty] | 16 | bar: 2000 to 2020
3115 | [22 empty] | 14 | bar: 2000 to 2020
3118 | Conemaugh | [21 empty] | 21 | bar: 2000 to 2020
3122 | Homer City Generating Station | [21 empty] | 21 | bar: 2000 to 2020
3130 | Seward (PA) | [21 empty] | 20 | bar: 2000 to 2020
3131 | Shawville | [21 empty] | 21 | bar: 2000 to 2020
3132 | Warren | [21 empty] | 3 | bar: 2000 to 2020
3136 | Keystone | [21 empty] | 21 | bar: 2000 to 2020
3138 | New Castle Plant | [21 empty] | 21 | bar: 2000 to 2020
3140 | Brunner Island | [21 empty] | 21 | bar: 2000 to 2020
3148 | TalenEnergy Martins Creek | [21 empty] | 21 | bar: 2000 to 2020
3149 | TalenEnergy Montour | [21 empty] | 21 | bar: 2000 to 2020
3152 | [22 empty] | 15 | bar: 2000 to 2020
3159 | [22 empty] | 12 | bar: 2000 to 2020
3160 | Delaware Generating Station | [21 empty] | 5 | bar: 2000 to 2020
3161 | Eddystone Generating Station | [21 empty] | 21 | bar: 2000 to 2020
3166 | Peach Bottom | [21 empty] | 21 | bar: 2000 to 2020
3169 | [22 empty] | 12 | bar: 2000 to 2020
3176 | Hunlock Power Station | [21 empty] | 21 | bar: 2000 to 2020
3178 | [22 empty] | 13 | bar: 2000 to 2020
3179 | [22 empty] | 14 | bar: 2000 to 2020
3181 | [22 empty] | 14 | bar: 2000 to 2020
3182 | Springdale | [21 empty] | 1 | bar: 2000 to 2020
3236 | Manchester Street | [21 empty] | 21 | bar: 2000 to 2020
3251 | H B Robinson | [21 empty] | 21 | bar: 2000 to 2020
3264 | W S Lee | [21 empty] | 21 | bar: 2000 to 2020
3265 | Oconee | [21 empty] | 21 | bar: 2000 to 2020
3280 | [22 empty] | 14 | bar: 2000 to 2020
3287 | McMeekin | [21 empty] | 21 | bar: 2000 to 2020
3295 | Urquhart | [21 empty] | 21 | bar: 2000 to 2020
3297 | Wateree | [21 empty] | 21 | bar: 2000 to 2020
3298 | Williams | [21 empty] | 21 | bar: 2000 to 2020
3317 | [22 empty] | 12 | bar: 2000 to 2020
3319 | [22 empty] | 16 | bar: 2000 to 2020
3325 | [22 empty] | 14 | bar: 2000 to 2020
3334 | Pathfinder | [21 empty] | 1 | bar: 2000 to 2020
3393 | Allen Steam Plant | [21 empty] | 21 | bar: 2000 to 2020
3396 | Bull Run | [21 empty] | 21 | bar: 2000 to 2020
3399 | Cumberland | [21 empty] | 21 | bar: 2000 to 2020
3403 | Gallatin (TN) | [21 empty] | 21 | bar: 2000 to 2020
3405 | John Sevier | [21 empty] | 21 | bar: 2000 to 2020
3406 | Johnsonville | [21 empty] | 18 | bar: 2000 to 2020
3407 | Kingston | [21 empty] | 21 | bar: 2000 to 2020
3419 | Watts Bar Fossil | [21 empty] | 1 | bar: 2000 to 2020
3436 | E S Joslin | [21 empty] | 3 | bar: 2000 to 2020
3438 | J L Bates | [21 empty] | 7 | bar: 2000 to 2020
3439 | Laredo | [21 empty] | 9 | bar: 2000 to 2020
3440 | Lon C. Hill | [21 empty] | 4 | bar: 2000 to 2020
3441 | Nueces Bay | [21 empty] | 16 | bar: 2000 to 2020
3442 | La Palma | [21 empty] | 7 | bar: 2000 to 2020
3443 | Victoria | [21 empty] | 15 | bar: 2000 to 2020
3452 | Lake Hubbard | [21 empty] | 21 | bar: 2000 to 2020
3453 | Mountain Creek | [21 empty] | 21 | bar: 2000 to 2020
3454 | North Lake | [21 empty] | 8 | bar: 2000 to 2020
3455 | Parkdale | [21 empty] | 5 | bar: 2000 to 2020
3456 | Newman | [21 empty] | 21 | bar: 2000 to 2020
3457 | Lewis Creek | [21 empty] | 21 | bar: 2000 to 2020
3459 | Sabine | [21 empty] | 21 | bar: 2000 to 2020
3460 | Cedar Bayou | [21 empty] | 21 | bar: 2000 to 2020
3461 | Deepwater | [21 empty] | 5 | bar: 2000 to 2020
3464 | Greens Bayou | [21 empty] | 18 | bar: 2000 to 2020
3466 | P H Robinson | [21 empty] | 9 | bar: 2000 to 2020
3468 | [22 empty] | 16 | bar: 2000 to 2020
3469 | T H Wharton | [21 empty] | 21 | bar: 2000 to 2020
3470 | W A Parish | [21 empty] | 21 | bar: 2000 to 2020
3471 | Webster | [21 empty] | 6 | bar: 2000 to 2020
3476 | Knox Lee | [21 empty] | 21 | bar: 2000 to 2020
3477 | Lone Star | [21 empty] | 19 | bar: 2000 to 2020
3478 | Wilkes | [21 empty] | 21 | bar: 2000 to 2020
3482 | Jones | [21 empty] | 21 | bar: 2000 to 2020
3483 | [22 empty] | 14 | bar: 2000 to 2020
3484 | Nichols | [21 empty] | 21 | bar: 2000 to 2020
3485 | Plant X | [21 empty] | 21 | bar: 2000 to 2020
3489 | Eagle Mountain | [21 empty] | 6 | bar: 2000 to 2020
3490 | Graham | [21 empty] | 21 | bar: 2000 to 2020
3491 | Handley | [21 empty] | 21 | bar: 2000 to 2020
3492 | Morgan Creek | [21 empty] | 9 | bar: 2000 to 2020
3493 | North Main | [21 empty] | 4 | bar: 2000 to 2020
3494 | [22 empty] | 12 | bar: 2000 to 2020
3497 | Big Brown | [21 empty] | 19 | bar: 2000 to 2020
3500 | Collin | [21 empty] | 4 | bar: 2000 to 2020
3502 | Lake Creek | [21 empty] | 10 | bar: 2000 to 2020
3503 | River Crest | [21 empty] | 4 | bar: 2000 to 2020
3504 | Stryker Creek | [21 empty] | 21 | bar: 2000 to 2020
3506 | [22 empty] | 11 | bar: 2000 to 2020
3507 | Trinidad (TX) | [21 empty] | 21 | bar: 2000 to 2020
3508 | [22 empty] | 12 | bar: 2000 to 2020
3521 | Lake Pauline | [21 empty] | 2 | bar: 2000 to 2020
3523 | Oak Creek | [21 empty] | 3 | bar: 2000 to 2020
3524 | Paint Creek | [21 empty] | 4 | bar: 2000 to 2020
3526 | Rio Pecos | [21 empty] | 4 | bar: 2000 to 2020
3527 | San Angelo | [21 empty] | 5 | bar: 2000 to 2020
3548 | Decker Creek | [21 empty] | 21 | bar: 2000 to 2020
3549 | Holly Street | [21 empty] | 8 | bar: 2000 to 2020
3559 | Silas Ray | [21 empty] | 21 | bar: 2000 to 2020
3561 | Bryan (TX) | [21 empty] | 8 | bar: 2000 to 2020
3574 | C E Newman | [21 empty] | 9 | bar: 2000 to 2020
3576 | Ray Olinger | [21 empty] | 21 | bar: 2000 to 2020
3601 | Sim Gideon | [21 empty] | 21 | bar: 2000 to 2020
3602 | Ty Cooke | [21 empty] | 17 | bar: 2000 to 2020
3604 | J Robert Massengale | [21 empty] | 21 | bar: 2000 to 2020
3609 | [22 empty] | 9 | bar: 2000 to 2020
3610 | Mission Road | [21 empty] | 2 | bar: 2000 to 2020
3611 | O W Sommers | [21 empty] | 21 | bar: 2000 to 2020
3612 | V H Braunig | [21 empty] | 21 | bar: 2000 to 2020
3613 | W B Tuttle | [21 empty] | 11 | bar: 2000 to 2020
3627 | North Texas | [21 empty] | 8 | bar: 2000 to 2020
3628 | R W Miller | [21 empty] | 21 | bar: 2000 to 2020
3630 | Pearsall | [21 empty] | 18 | bar: 2000 to 2020
3631 | Sam Rayburn | [21 empty] | 21 | bar: 2000 to 2020
3644 | Carbon | [21 empty] | 16 | bar: 2000 to 2020
3648 | Gadsby | [21 empty] | 21 | bar: 2000 to 2020
3686 | Provo | [21 empty] | 6 | bar: 2000 to 2020
3751 | [22 empty] | 15 | bar: 2000 to 2020
3775 | Clinch River | [21 empty] | 21 | bar: 2000 to 2020
3776 | Glen Lyn | [21 empty] | 16 | bar: 2000 to 2020
3788 | [22 empty] | 12 | bar: 2000 to 2020
3796 | Bremo Bluff | [21 empty] | 19 | bar: 2000 to 2020
3797 | Chesterfield | [21 empty] | 21 | bar: 2000 to 2020
3803 | [22 empty] | 16 | bar: 2000 to 2020
3804 | Possum Point | [21 empty] | 21 | bar: 2000 to 2020
3806 | Surry | [21 empty] | 21 | bar: 2000 to 2020
3809 | Yorktown | [21 empty] | 21 | bar: 2000 to 2020
3845 | Transalta Centralia Generation | [21 empty] | 21 | bar: 2000 to 2020
3935 | John E Amos | [21 empty] | 21 | bar: 2000 to 2020
3936 | Kanawha River | [21 empty] | 17 | bar: 2000 to 2020
3938 | Philip Sporn | [21 empty] | 16 | bar: 2000 to 2020
3942 | [22 empty] | 13 | bar: 2000 to 2020
3943 | FirstEnergy Fort Martin Power Station | [21 empty] | 21 | bar: 2000 to 2020
3944 | FirstEnergy Harrison Power Station | [21 empty] | 21 | bar: 2000 to 2020
3945 | [22 empty] | 13 | bar: 2000 to 2020
3946 | [22 empty] | 13 | bar: 2000 to 2020
3947 | Kammer | [21 empty] | 16 | bar: 2000 to 2020
3948 | Mitchell (WV) | [21 empty] | 21 | bar: 2000 to 2020
3954 | Mt Storm | [21 empty] | 21 | bar: 2000 to 2020
3982 | Bay Front | [21 empty] | 21 | bar: 2000 to 2020
3992 | Blount Street | [21 empty] | 21 | bar: 2000 to 2020
4005 | French Island | [21 empty] | 21 | bar: 2000 to 2020
4040 | Port Washington Generating Station | [21 empty] | 21 | bar: 2000 to 2020
4041 | South Oak Creek | [21 empty] | 21 | bar: 2000 to 2020
4042 | Valley (WI) | [21 empty] | 21 | bar: 2000 to 2020
4046 | Point Beach Nuclear Plant | [21 empty] | 21 | bar: 2000 to 2020
4048 | Blackhawk | [21 empty] | 9 | bar: 2000 to 2020
4050 | Edgewater | [21 empty] | 21 | bar: 2000 to 2020
4054 | Nelson Dewey Generating Station | [21 empty] | 16 | bar: 2000 to 2020
4057 | Rock River | [21 empty] | 10 | bar: 2000 to 2020
4072 | Pulliam | [21 empty] | 19 | bar: 2000 to 2020
4078 | Weston | [21 empty] | 21 | bar: 2000 to 2020
4125 | Manitowoc | [21 empty] | 21 | bar: 2000 to 2020
4127 | [22 empty] | 9 | bar: 2000 to 2020
4140 | [22 empty] | 15 | bar: 2000 to 2020
4143 | Genoa | [21 empty] | 21 | bar: 2000 to 2020
4146 | E J Stoneman Station | [21 empty] | 15 | bar: 2000 to 2020
4151 | [22 empty] | 13 | bar: 2000 to 2020
4158 | Dave Johnston | [21 empty] | 21 | bar: 2000 to 2020
4162 | Naughton | [21 empty] | 21 | bar: 2000 to 2020
4195 | Powerlane Plant | [21 empty] | 20 | bar: 2000 to 2020
4259 | Endicott Station | [21 empty] | 17 | bar: 2000 to 2020
4266 | Spencer | [21 empty] | 21 | bar: 2000 to 2020
4270 | Waterford 3 | [21 empty] | 21 | bar: 2000 to 2020
4271 | John P Madgett | [21 empty] | 21 | bar: 2000 to 2020
4937 | Thomas C Ferguson | [21 empty] | 20 | bar: 2000 to 2020
4938 | Fort Phantom | [21 empty] | 5 | bar: 2000 to 2020
4939 | Barney M Davis | [21 empty] | 21 | bar: 2000 to 2020
4940 | Riverside | [21 empty] | 21 | bar: 2000 to 2020
4941 | Navajo | [21 empty] | 20 | bar: 2000 to 2020
6000 | Donald C Cook | [21 empty] | 21 | bar: 2000 to 2020
6001 | Joseph M Farley | [21 empty] | 21 | bar: 2000 to 2020
6002 | James H Miller Jr | [21 empty] | 21 | bar: 2000 to 2020
6004 | FirstEnergy Pleasants Power Station | [21 empty] | 21 | bar: 2000 to 2020
6008 | Palo Verde | [21 empty] | 21 | bar: 2000 to 2020
6009 | White Bluff | [21 empty] | 21 | bar: 2000 to 2020
6011 | Calvert Cliffs Nuclear Power Plant | [21 empty] | 21 | bar: 2000 to 2020
6013 | [22 empty] | 13 | bar: 2000 to 2020
6014 | Brunswick Nuclear | [21 empty] | 21 | bar: 2000 to 2020
6015 | Harris | [21 empty] | 21 | bar: 2000 to 2020
6016 | Duck Creek | [21 empty] | 20 | bar: 2000 to 2020
6017 | Newton | [21 empty] | 21 | bar: 2000 to 2020
6018 | East Bend | [21 empty] | 21 | bar: 2000 to 2020
6019 | W H Zimmer | [21 empty] | 21 | bar: 2000 to 2020
6020 | Perry | [21 empty] | 21 | bar: 2000 to 2020
6021 | Craig (CO) | [21 empty] | 21 | bar: 2000 to 2020
6022 | Braidwood Generation Station | [21 empty] | 21 | bar: 2000 to 2020
6023 | Byron Generating Station | [21 empty] | 21 | bar: 2000 to 2020
6025 | Collins | [21 empty] | 5 | bar: 2000 to 2020
6026 | LaSalle Generating Station | [21 empty] | 21 | bar: 2000 to 2020
6030 | Coal Creek | [21 empty] | 21 | bar: 2000 to 2020
6031 | Killen Station | [21 empty] | 19 | bar: 2000 to 2020
6034 | Belle River | [21 empty] | 21 | bar: 2000 to 2020
6035 | Greenwood (MI) | [21 empty] | 21 | bar: 2000 to 2020
6036 | Catawba | [21 empty] | 21 | bar: 2000 to 2020
6038 | McGuire | [21 empty] | 21 | bar: 2000 to 2020
6040 | Beaver Valley | [21 empty] | 21 | bar: 2000 to 2020
6041 | H L Spurlock | [21 empty] | 21 | bar: 2000 to 2020
6042 | Manatee | [21 empty] | 21 | bar: 2000 to 2020
6043 | Martin | [21 empty] | 21 | bar: 2000 to 2020
6045 | St Lucie | [21 empty] | 21 | bar: 2000 to 2020
6051 | Edwin I Hatch | [21 empty] | 21 | bar: 2000 to 2020
6052 | Wansley | [21 empty] | 21 | bar: 2000 to 2020
6055 | Big Cajun 2 | [21 empty] | 21 | bar: 2000 to 2020
6056 | Kahului | [21 empty] | 21 | bar: 2000 to 2020
6061 | R D Morrow | [21 empty] | 19 | bar: 2000 to 2020
6064 | Nearman Creek | [21 empty] | 21 | bar: 2000 to 2020
6065 | Iatan | [21 empty] | 21 | bar: 2000 to 2020
6068 | Jeffrey Energy Center | [21 empty] | 21 | bar: 2000 to 2020
6071 | Trimble County | [21 empty] | 21 | bar: 2000 to 2020
6072 | Grand Gulf | [21 empty] | 21 | bar: 2000 to 2020
6073 | Victor J Daniel Jr | [21 empty] | 21 | bar: 2000 to 2020
6076 | Colstrip | [21 empty] | 21 | bar: 2000 to 2020
6077 | Gerald Gentleman | [21 empty] | 21 | bar: 2000 to 2020
6081 | Stony Brook | [21 empty] | 21 | bar: 2000 to 2020
6082 | Somerset Operating Co LLC | [21 empty] | 21 | bar: 2000 to 2020
6085 | R M Schahfer | [21 empty] | 21 | bar: 2000 to 2020
6089 | Lewis & Clark | [21 empty] | 21 | bar: 2000 to 2020
6090 | Sherburne County | [21 empty] | 21 | bar: 2000 to 2020
6094 | FirstEnergy Bruce Mansfield | [21 empty] | 20 | bar: 2000 to 2020
6095 | Sooner | [21 empty] | 21 | bar: 2000 to 2020
6096 | Nebraska City | [21 empty] | 21 | bar: 2000 to 2020
6098 | Big Stone | [21 empty] | 21 | bar: 2000 to 2020
6099 | Diablo Canyon | [21 empty] | 21 | bar: 2000 to 2020
6103 | TalenEnergy Susquehanna | [21 empty] | 21 | bar: 2000 to 2020
6105 | Limerick | [21 empty] | 21 | bar: 2000 to 2020
6106 | Boardman | [21 empty] | 21 | bar: 2000 to 2020
6110 | James A Fitzpatrick | [21 empty] | 21 | bar: 2000 to 2020
6112 | Fort St Vrain | [21 empty] | 21 | bar: 2000 to 2020
6113 | Gibson | [21 empty] | 21 | bar: 2000 to 2020
6115 | Seabrook | [21 empty] | 21 | bar: 2000 to 2020
6118 | PSEG Hope Creek Generating Station | [21 empty] | 21 | bar: 2000 to 2020
6122 | R E Ginna Nuclear Power Plant | [21 empty] | 21 | bar: 2000 to 2020
6124 | McIntosh | [21 empty] | 20 | bar: 2000 to 2020
6127 | V C Summer | [21 empty] | 21 | bar: 2000 to 2020
6136 | Gibbons Creek | [21 empty] | 20 | bar: 2000 to 2020
6137 | A B Brown | [21 empty] | 21 | bar: 2000 to 2020
6138 | Flint Creek | [21 empty] | 21 | bar: 2000 to 2020
6139 | Welsh | [21 empty] | 21 | bar: 2000 to 2020
6145 | Comanche Peak | [21 empty] | 21 | bar: 2000 to 2020
6146 | Martin Lake | [21 empty] | 21 | bar: 2000 to 2020
6147 | Monticello | [21 empty] | 19 | bar: 2000 to 2020
6149 | Davis Besse | [21 empty] | 21 | bar: 2000 to 2020
6152 | Sequoyah | [21 empty] | 21 | bar: 2000 to 2020
6153 | Callaway | [21 empty] | 21 | bar: 2000 to 2020
6155 | Rush Island | [21 empty] | 21 | bar: 2000 to 2020
6156 | New Haven Harbor | [21 empty] | 21 | bar: 2000 to 2020
6165 | Hunter | [21 empty] | 21 | bar: 2000 to 2020
6166 | Rockport | [21 empty] | 21 | bar: 2000 to 2020
6168 | North Anna | [21 empty] | 21 | bar: 2000 to 2020
6170 | Pleasant Prairie | [21 empty] | 19 | bar: 2000 to 2020
6177 | Coronado | [21 empty] | 21 | bar: 2000 to 2020
6178 | Coleto Creek | [21 empty] | 21 | bar: 2000 to 2020
6179 | Fayette Power Project | [21 empty] | 21 | bar: 2000 to 2020
6180 | Oak Grove (TX) | [21 empty] | 11 | bar: 2000 to 2020
6181 | J T Deely | [21 empty] | 21 | bar: 2000 to 2020
6183 | San Miguel | [21 empty] | 21 | bar: 2000 to 2020
6190 | Brame Energy Center | [21 empty] | 21 | bar: 2000 to 2020
6193 | Harrington | [21 empty] | 21 | bar: 2000 to 2020
6194 | Tolk | [21 empty] | 21 | bar: 2000 to 2020
6195 | John Twitty Energy Center | [21 empty] | 21 | bar: 2000 to 2020
6204 | Laramie River Station | [21 empty] | 21 | bar: 2000 to 2020
6213 | Merom | [21 empty] | 21 | bar: 2000 to 2020
6225 | [22 empty] | 14 | bar: 2000 to 2020
6238 | [22 empty] | 13 | bar: 2000 to 2020
6243 | Dansby | [21 empty] | 21 | bar: 2000 to 2020
6246 | [22 empty] | 15 | bar: 2000 to 2020
6248 | Pawnee | [21 empty] | 21 | bar: 2000 to 2020
6249 | Winyah | [21 empty] | 21 | bar: 2000 to 2020
6250 | Mayo | [21 empty] | 21 | bar: 2000 to 2020
6251 | South Texas Project | [21 empty] | 21 | bar: 2000 to 2020
6254 | Ottumwa | [21 empty] | 21 | bar: 2000 to 2020
6257 | Scherer | [21 empty] | 21 | bar: 2000 to 2020
6264 | Mountaineer | [21 empty] | 21 | bar: 2000 to 2020
6285 | North Pole | [21 empty] | 12 | bar: 2000 to 2020
6288 | Healy | [21 empty] | 21 | bar: 2000 to 2020
6358 | Hutchinson Plant #2 | [21 empty] | 21 | bar: 2000 to 2020
6462 | River Bend | [21 empty] | 21 | bar: 2000 to 2020
6469 | Antelope Valley | [21 empty] | 21 | bar: 2000 to 2020
6474 | Port Allen (HI) | [21 empty] | 20 | bar: 2000 to 2020
6478 | [22 empty] | 13 | bar: 2000 to 2020
6481 | Intermountain Power Project | [21 empty] | 21 | bar: 2000 to 2020
6504 | Maalaea | [21 empty] | 21 | bar: 2000 to 2020
6558 | D G Hunter | [21 empty] | 15 | bar: 2000 to 2020
6559 | George M Sullivan Generation Plant 2 | [21 empty] | 21 | bar: 2000 to 2020
6639 | R D Green | [21 empty] | 21 | bar: 2000 to 2020
6641 | Independence Steam Electric Station | [21 empty] | 21 | bar: 2000 to 2020
6648 | Sandow No 4 | [21 empty] | 19 | bar: 2000 to 2020
6664 | Louisa | [21 empty] | 21 | bar: 2000 to 2020
6705 | Warrick | [21 empty] | 21 | bar: 2000 to 2020
6706 | Thibodaux | [21 empty] | 1 | bar: 2000 to 2020
6761 | Rawhide | [21 empty] | 21 | bar: 2000 to 2020
6768 | Sikeston Power Station | [21 empty] | 21 | bar: 2000 to 2020
6772 | Hugo | [21 empty] | 21 | bar: 2000 to 2020
6823 | D B Wilson | [21 empty] | 21 | bar: 2000 to 2020
7013 | East 12th Street | [21 empty] | 20 | bar: 2000 to 2020
7030 | Major Oak Power | [21 empty] | 21 | bar: 2000 to 2020
7097 | J K Spruce | [21 empty] | 21 | bar: 2000 to 2020
7130 | Puna | [21 empty] | 21 | bar: 2000 to 2020
7153 | Hay Road | [21 empty] | 21 | bar: 2000 to 2020
7210 | Cope | [21 empty] | 21 | bar: 2000 to 2020
7213 | Clover | [21 empty] | 21 | bar: 2000 to 2020
7238 | Cane Island | [21 empty] | 21 | bar: 2000 to 2020
7242 | [22 empty] | 15 | bar: 2000 to 2020
7266 | [22 empty] | 17 | bar: 2000 to 2020
7286 | [22 empty] | 11 | bar: 2000 to 2020
7294 | Central Energy Plant | [21 empty] | 20 | bar: 2000 to 2020
7296 | State Line Combined Cycle | [21 empty] | 20 | bar: 2000 to 2020
7302 | Hines Energy Complex | [21 empty] | 21 | bar: 2000 to 2020
7307 | Redding Power | [21 empty] | 21 | bar: 2000 to 2020
7314 | Richard M Flynn | [21 empty] | 21 | bar: 2000 to 2020
7343 | George Neal South | [21 empty] | 21 | bar: 2000 to 2020
7350 | Coyote Springs | [21 empty] | 21 | bar: 2000 to 2020
7380 | Midulla Generating Station | [21 empty] | 19 | bar: 2000 to 2020
7384 | Indian Trails Cogen 1 | [21 empty] | 8 | bar: 2000 to 2020
7504 | Neil Simpson II | [21 empty] | 21 | bar: 2000 to 2020
7512 | Arthur Von Rosenberg | [21 empty] | 21 | bar: 2000 to 2020
7513 | ReEnergy Fort Fairfield | [21 empty] | 19 | bar: 2000 to 2020
7527 | Carson Ice-Gen Project | [21 empty] | 21 | bar: 2000 to 2020
7546 | Ponca City | [21 empty] | 19 | bar: 2000 to 2020
7549 | Milwaukee County | [21 empty] | 16 | bar: 2000 to 2020
7551 | SCA Cogen 2 | [21 empty] | 21 | bar: 2000 to 2020
7552 | SPA Cogen 3 | [21 empty] | 21 | bar: 2000 to 2020
7604 | St Francis Energy Facility | [21 empty] | 21 | bar: 2000 to 2020
7605 | River Road Gen Plant | [21 empty] | 18 | bar: 2000 to 2020
7627 | [22 empty] | 11 | bar: 2000 to 2020
7652 | [22 empty] | 12 | bar: 2000 to 2020
7696 | Bellmeade | [21 empty] | 3 | bar: 2000 to 2020
7697 | Washington County Cogeneration Facility | [21 empty] | 21 | bar: 2000 to 2020
7698 | General Electric Plastic | [21 empty] | 19 | bar: 2000 to 2020
7699 | Tiger Bay | [21 empty] | 21 | bar: 2000 to 2020
7701 | Fairless Hills | [21 empty] | 17 | bar: 2000 to 2020
7710 | H Allen Franklin Combined Cycle | [21 empty] | 19 | bar: 2000 to 2020
7721 | Theodore Cogen Facility | [21 empty] | 21 | bar: 2000 to 2020
7722 | Watts Bar Nuclear Plant | [21 empty] | 21 | bar: 2000 to 2020
7737 | Kapstone | [21 empty] | 19 | bar: 2000 to 2020
7757 | Chouteau | [21 empty] | 21 | bar: 2000 to 2020
7784 | Allegany Cogen | [21 empty] | 19 | bar: 2000 to 2020
7790 | Bonanza | [21 empty] | 21 | bar: 2000 to 2020
7805 | Sherwood H Smith Jr Energy Complex | [21 empty] | 13 | bar: 2000 to 2020
7826 | Rowan | [21 empty] | 19 | bar: 2000 to 2020
7832 | Roosevelt Biogas 1 | [21 empty] | 9 | bar: 2000 to 2020
7834 | John S Rainey | [21 empty] | 19 | bar: 2000 to 2020
7845 | Lagoon Creek | [21 empty] | 11 | bar: 2000 to 2020
7846 | Brandy Branch | [21 empty] | 18 | bar: 2000 to 2020
7870 | Encogen | [21 empty] | 21 | bar: 2000 to 2020
7873 | H L Culbreath Bayside Power Station | [21 empty] | 18 | bar: 2000 to 2020
7887 | Terry Bundy Generating Station | [21 empty] | 17 | bar: 2000 to 2020
7897 | E B Harris Electric Generating Plant | [21 empty] | 18 | bar: 2000 to 2020
7900 | Sand Hill | [21 empty] | 18 | bar: 2000 to 2020
7902 | Pirkey | [21 empty] | 21 | bar: 2000 to 2020
7917 | Chattahoochee Energy Facility | [21 empty] | 18 | bar: 2000 to 2020
7931 | Coyote Springs II | [21 empty] | 18 | bar: 2000 to 2020
7946 | Wansley Unit 9 | [21 empty] | 17 | bar: 2000 to 2020
7949 | Hopewell | [21 empty] | 2 | bar: 2000 to 2020
7951 | Altavista | [21 empty] | 3 | bar: 2000 to 2020
7952 | Southampton | [21 empty] | 3 | bar: 2000 to 2020
7985 | Greater Des Moines | [21 empty] | 18 | bar: 2000 to 2020
7991 | West Campus Cogeneration Facility | [21 empty] | 16 | bar: 2000 to 2020
7999 | Grays Harbor Energy Facility | [21 empty] | 13 | bar: 2000 to 2020
8000 | Beatrice | [21 empty] | 16 | bar: 2000 to 2020
8002 | Newington | [21 empty] | 21 | bar: 2000 to 2020
8006 | Roseton Generating Facility | [21 empty] | 21 | bar: 2000 to 2020
8011 | Three Mile Island | [21 empty] | 20 | bar: 2000 to 2020
8023 | Columbia (WI) | [21 empty] | 21 | bar: 2000 to 2020
8024 | [22 empty] | 14 | bar: 2000 to 2020
8031 | Emery Station | [21 empty] | 17 | bar: 2000 to 2020
8036 | Cooper Nuclear Station | [21 empty] | 21 | bar: 2000 to 2020
8042 | Belews Creek | [21 empty] | 21 | bar: 2000 to 2020
8048 | Anclote | [21 empty] | 21 | bar: 2000 to 2020
8054 | Gerald Andrus | [21 empty] | 21 | bar: 2000 to 2020
8055 | Arkansas Nuclear One | [21 empty] | 21 | bar: 2000 to 2020
8056 | Waterford 1 & 2 | [21 empty] | 21 | bar: 2000 to 2020
8059 | Comanche (OK) | [21 empty] | 20 | bar: 2000 to 2020
8063 | DeCordova Steam Electric Station | [21 empty] | 10 | bar: 2000 to 2020
8066 | Jim Bridger | [21 empty] | 21 | bar: 2000 to 2020
8068 | Santan | [21 empty] | 21 | bar: 2000 to 2020
8069 | Huntington | [21 empty] | 21 | bar: 2000 to 2020
8073 | Beaver | [21 empty] | 21 | bar: 2000 to 2020
8102 | General James M Gavin | [21 empty] | 21 | bar: 2000 to 2020
8219 | Ray D Nixon | [21 empty] | 21 | bar: 2000 to 2020
8222 | Coyote | [21 empty] | 21 | bar: 2000 to 2020
8223 | Springerville | [21 empty] | 21 | bar: 2000 to 2020
8224 | North Valmy | [21 empty] | 21 | bar: 2000 to 2020
8226 | Cheswick Power Plant | [21 empty] | 21 | bar: 2000 to 2020
8906 | Astoria Generating Station | [21 empty] | 21 | bar: 2000 to 2020
8907 | Indian Point 3 | [21 empty] | 21 | bar: 2000 to 2020
9864 | [22 empty] | 12 | bar: 2000 to 2020
10002 | [22 empty] | 15 | bar: 2000 to 2020
10003 | Colorado Energy Nations Company | [21 empty] | 20 | bar: 2000 to 2020
10004 | IMC Agrico Co South Pierce Operations | [21 empty] | 1 | bar: 2000 to 2020
10012 | Covanta Warren Energy | [21 empty] | 20 | bar: 2000 to 2020
10013 | Covanta Hennepin Energy | [21 empty] | 21 | bar: 2000 to 2020
10025 | Kodak Park Site | [21 empty] | 2 | bar: 2000 to 2020
10030 | NRG Energy Center Dover | [21 empty] | 18 | bar: 2000 to 2020
10033 | Greater Detroit Resource Recovery Facility | [21 empty] | 2 | bar: 2000 to 2020
10034 | Gilroy Power Plant | [21 empty] | 21 | bar: 2000 to 2020
10043 | Logan Generating Company LP | [21 empty] | 21 | bar: 2000 to 2020
10052 | Fairhaven Power | [21 empty] | 21 | bar: 2000 to 2020
10062 | Miami Dade County Resource Recovery Fac | [21 empty] | 21 | bar: 2000 to 2020
10071 | Portsmouth Genco LLC | [21 empty] | 16 | bar: 2000 to 2020
10072 | Engineered Carbons Borger Cogeneration | [21 empty] | 1 | bar: 2000 to 2020
10075 | Taconite Harbor Energy Center | [21 empty] | 16 | bar: 2000 to 2020
10090 | Commerce Refuse To Energy | [21 empty] | 19 | bar: 2000 to 2020
10091 | Total Energy Facilities | [21 empty] | 2 | bar: 2000 to 2020
10099 | Pedricktown Cogeneration Company LP | [21 empty] | 21 | bar: 2000 to 2020
10113 | John B Rich Memorial Power Station | [21 empty] | 21 | bar: 2000 to 2020
10118 | Harrisburg Facility | [21 empty] | 18 | bar: 2000 to 2020
10120 | Hercules Inc Brunswick Plant | [21 empty] | 1 | bar: 2000 to 2020
10143 | Colver Power Project | [21 empty] | 21 | bar: 2000 to 2020
10144 | Sierra Pacific Lincoln Facility | [21 empty] | 2 | bar: 2000 to 2020
10148 | White Pine Electric Power | [21 empty] | 13 | bar: 2000 to 2020
10151 | Grant Town Power Plant | [21 empty] | 21 | bar: 2000 to 2020
10156 | Fresno Cogen Partners | [21 empty] | 21 | bar: 2000 to 2020
10167 | Seadrift Coke LP | [21 empty] | 1 | bar: 2000 to 2020
10168 | Cardinal Cogen | [21 empty] | 6 | bar: 2000 to 2020
10169 | Carson Cogeneration | [21 empty] | 20 | bar: 2000 to 2020
10184 | Central Utility Plant | [21 empty] | 1 | bar: 2000 to 2020
10186 | Anson Abenaki Hydros | [21 empty] | 1 | bar: 2000 to 2020
10187 | Engineered Carbons Echo Cogeneration | [21 empty] | 1 | bar: 2000 to 2020
10190 | Castleton Energy Center | [21 empty] | 20 | bar: 2000 to 2020
10202 | Jefferson Smurfit Fernandina Beach | [21 empty] | 3 | bar: 2000 to 2020
10224 | Merck Rahway Power Plant | [21 empty] | 2 | bar: 2000 to 2020
10250 | Bay County Waste to Energy | [21 empty] | 21 | bar: 2000 to 2020
10290 | [22 empty] | 20 | bar: 2000 to 2020
10294 | King City Power Plant | [21 empty] | 21 | bar: 2000 to 2020
10300 | Desert View Power | [21 empty] | 20 | bar: 2000 to 2020
10305 | [22 empty] | 8 | bar: 2000 to 2020
10308 | [22 empty] | 11 | bar: 2000 to 2020
10333 | Florida Power Development | [21 empty] | 18 | bar: 2000 to 2020
10334 | H Power | [21 empty] | 5 | bar: 2000 to 2020
10338 | [22 empty] | 13 | bar: 2000 to 2020
10342 | Foster Wheeler Martinez | [21 empty] | 21 | bar: 2000 to 2020
10343 | Foster Wheeler Mt Carmel Cogen | [21 empty] | 21 | bar: 2000 to 2020
10344 | Charleston Resource Recovery Facility | [21 empty] | 3 | bar: 2000 to 2020
10346 | Hillman Power LLC | [21 empty] | 21 | bar: 2000 to 2020
10347 | TMC LLC | [21 empty] | 11 | bar: 2000 to 2020
10350 | Greenleaf 1 Power Plant | [21 empty] | 20 | bar: 2000 to 2020
10354 | ReEnergy Livermore Falls | [21 empty] | 21 | bar: 2000 to 2020
10356 | ReEnergy Ashland | [21 empty] | 17 | bar: 2000 to 2020
10367 | [22 empty] | 13 | bar: 2000 to 2020
10368 | [22 empty] | 13 | bar: 2000 to 2020
10369 | [22 empty] | 12 | bar: 2000 to 2020
10370 | [22 empty] | 12 | bar: 2000 to 2020
10371 | [22 empty] | 12 | bar: 2000 to 2020
10373 | [22 empty] | 13 | bar: 2000 to 2020
10377 | James River Genco LLC | [21 empty] | 20 | bar: 2000 to 2020
10378 | CPI USA NC Southport | [21 empty] | 21 | bar: 2000 to 2020
10379 | CPI USA NC Roxboro | [21 empty] | 21 | bar: 2000 to 2020
10380 | Elizabethtown Power LLC | [21 empty] | 8 | bar: 2000 to 2020
10381 | [22 empty] | 13 | bar: 2000 to 2020
10382 | Lumberton | [21 empty] | 15 | bar: 2000 to 2020
10384 | Edgecombe Genco LLC | [21 empty] | 20 | bar: 2000 to 2020
10395 | GRS Coyote Canyon | [21 empty] | 16 | bar: 2000 to 2020
10403 | Laidlaw Energy & Environmental Inc | [21 empty] | 3 | bar: 2000 to 2020
10405 | Kingsburg Cogen | [21 empty] | 21 | bar: 2000 to 2020
10435 | Camden Resource Recovery Facility | [21 empty] | 21 | bar: 2000 to 2020
10464 | ReEnergy Black River | [21 empty] | 19 | bar: 2000 to 2020
10471 | [22 empty] | 11 | bar: 2000 to 2020
10472 | [22 empty] | 11 | bar: 2000 to 2020
10473 | [22 empty] | 11 | bar: 2000 to 2020
10478 | [22 empty] | 10 | bar: 2000 to 2020
10485 | [22 empty] | 11 | bar: 2000 to 2020
10495 | Rumford Cogeneration | [21 empty] | 21 | bar: 2000 to 2020
10502 | [22 empty] | 15 | bar: 2000 to 2020
10503 | Wheelabrator Hudson Falls | [21 empty] | 21 | bar: 2000 to 2020
10525 | Craven County Wood Energy LP | [21 empty] | 21 | bar: 2000 to 2020
10566 | Chambers Cogeneration LP | [21 empty] | 21 | bar: 2000 to 2020
10567 | Algonquin Windsor Locks | [21 empty] | 21 | bar: 2000 to 2020
10593 | Agrilectric Power Partners Ltd | [21 empty] | 21 | bar: 2000 to 2020
10603 | Ebensburg Power | [21 empty] | 21 | bar: 2000 to 2020
10617 | CH Resources Beaver Falls | [21 empty] | 19 | bar: 2000 to 2020
10620 | Carthage Energy LLC | [21 empty] | 21 | bar: 2000 to 2020
10621 | CH Resources Syracuse | [21 empty] | 20 | bar: 2000 to 2020
10629 | Wheelabrator Baltimore Refuse | [21 empty] | 21 | bar: 2000 to 2020
10633 | Hopewell Cogeneration | [21 empty] | 21 | bar: 2000 to 2020
10640 | [22 empty] | 13 | bar: 2000 to 2020
10641 | Cambria Cogen | [21 empty] | 20 | bar: 2000 to 2020
10642 | Covanta Hempstead | [21 empty] | 21 | bar: 2000 to 2020
10646 | Covanta Southeastern Connecticut Company | [21 empty] | 21 | bar: 2000 to 2020
10652 | Burney Forest Products | [21 empty] | 21 | bar: 2000 to 2020
10661 | Collins Pine Co Project | [21 empty] | 1 | bar: 2000 to 2020
10670 | [22 empty] | 13 | bar: 2000 to 2020
10671 | AES Shady Point LLC | [21 empty] | 21 | bar: 2000 to 2020
10672 | Cedar Bay Generating Company LP | [21 empty] | 17 | bar: 2000 to 2020
10673 | AES Hawaii | [21 empty] | 21 | bar: 2000 to 2020
10675 | [22 empty] | 12 | bar: 2000 to 2020
10676 | [22 empty] | 16 | bar: 2000 to 2020
10677 | AES Placerita Inc | [21 empty] | 8 | bar: 2000 to 2020
10678 | AES Warrior Run Cogeneration Facility | [21 empty] | 21 | bar: 2000 to 2020
10682 | Brush Generation Facility | [21 empty] | 21 | bar: 2000 to 2020
10683 | Brush Cogen Project Phase 2 BCP | [21 empty] | 8 | bar: 2000 to 2020
10686 | Rapids Energy Center | [21 empty] | 19 | bar: 2000 to 2020
10725 | Selkirk Cogen | [21 empty] | 21 | bar: 2000 to 2020
10726 | Masspower | [21 empty] | 21 | bar: 2000 to 2020
10731 | [22 empty] | 14 | bar: 2000 to 2020
10741 | Clear Lake Cogeneration Ltd | [21 empty] | 18 | bar: 2000 to 2020
10743 | Morgantown Energy Facility | [21 empty] | 21 | bar: 2000 to 2020
10745 | Midland Cogeneration Venture | [21 empty] | 21 | bar: 2000 to 2020
10746 | Covanta Delaware Valley | [21 empty] | 21 | bar: 2000 to 2020
10751 | Camden Plant Holding LLC | [21 empty] | 21 | bar: 2000 to 2020
10755 | [22 empty] | 20 | bar: 2000 to 2020
10761 | Las Vegas Generating Station | [21 empty] | 21 | bar: 2000 to 2020
10764 | Blue Lake Power LLC | [21 empty] | 8 | bar: 2000 to 2020
10765 | Indeck Jonesboro Energy Center | [21 empty] | 19 | bar: 2000 to 2020
10766 | Indeck West Enfield Energy Center | [21 empty] | 21 | bar: 2000 to 2020
10767 | Rio Bravo Fresno | [21 empty] | 21 | bar: 2000 to 2020
10768 | [22 empty] | 15 | bar: 2000 to 2020
10769 | [22 empty] | 15 | bar: 2000 to 2020
10771 | Hopewell Power Station | [21 empty] | 15 | bar: 2000 to 2020
10772 | Rio Bravo Rocklin | [21 empty] | 21 | bar: 2000 to 2020
10773 | Altavista Power Station | [21 empty] | 17 | bar: 2000 to 2020
10774 | Southampton Power Station | [21 empty] | 19 | bar: 2000 to 2020
10777 | HL Power | [21 empty] | 21 | bar: 2000 to 2020
10784 | Colstrip Energy LP | [21 empty] | 21 | bar: 2000 to 2020
10802 | [22 empty] | 14 | bar: 2000 to 2020
10803 | Ogdensburg Power | [21 empty] | 8 | bar: 2000 to 2020
10805 | Kenilworth Energy Facility | [21 empty] | 21 | bar: 2000 to 2020
10810 | NTC/MCRD Energy Facility | [21 empty] | 17 | bar: 2000 to 2020
10811 | Naval Station Energy Facility | [21 empty] | 18 | bar: 2000 to 2020
10812 | North Island Energy Facility | [21 empty] | 17 | bar: 2000 to 2020
10819 | Ada Cogeneration LP | [21 empty] | 21 | bar: 2000 to 2020
10822 | Grayling Generating Station | [21 empty] | 21 | bar: 2000 to 2020
10835 | Boralex Athens Energy | [21 empty] | 3 | bar: 2000 to 2020
10836 | Woodland Biomass Power Ltd | [21 empty] | 21 | bar: 2000 to 2020
10837 | Covanta Mendota | [21 empty] | 16 | bar: 2000 to 2020
10838 | Springfield Power LLC | [21 empty] | 21 | bar: 2000 to 2020
10839 | DG Whitefield LLC | [21 empty] | 20 | bar: 2000 to 2020
10840 | Covanta Delano Energy | [21 empty] | 17 | bar: 2000 to 2020
10850 | [22 empty] | 14 | bar: 2000 to 2020
10869 | Biomass One LP | [21 empty] | 20 | bar: 2000 to 2020
50002 | Pittsfield Generating LP | [21 empty] | 21 | bar: 2000 to 2020
50035 | MMWAC Resource Recovery Facility | [21 empty] | 1 | bar: 2000 to 2020
50051 | Penobscot Energy Recovery Co | [21 empty] | 2 | bar: 2000 to 2020
50068 | Sierra Power Corp | [21 empty] | 1 | bar: 2000 to 2020
50071 | Palm Beach Renewable Energy Facility 1 | [21 empty] | 21 | bar: 2000 to 2020
50099 | Tamarack Energy Partnership | [21 empty] | 21 | bar: 2000 to 2020
50109 | Paris Energy Center | [21 empty] | 21 | bar: 2000 to 2020
50111 | [22 empty] | 10 | bar: 2000 to 2020
50127 | CCI Signal Hill LLC | [21 empty] | 21 | bar: 2000 to 2020
50137 | Newgulf | [21 empty] | 3 | bar: 2000 to 2020
50201 | Rabun Gap Cogen Facility | [21 empty] | 12 | bar: 2000 to 2020
50202 | [22 empty] | 14 | bar: 2000 to 2020
50208 | Pinetree Power | [21 empty] | 21 | bar: 2000 to 2020
50215 | York County Resource Recovery | [21 empty] | 21 | bar: 2000 to 2020
50225 | Regional Waste Systems | [21 empty] | 21 | bar: 2000 to 2020
50243 | Bucksport Generation LLC | [21 empty] | 4 | bar: 2000 to 2020
50271 | [22 empty] | 13 | bar: 2000 to 2020
50273 | Pioneer Valley Resource Recovery | [21 empty] | 16 | bar: 2000 to 2020
50277 | [22 empty] | 14 | bar: 2000 to 2020
50279 | Archbald Power Station | [21 empty] | 21 | bar: 2000 to 2020
50290 | SEMASS Resource Recovery | [21 empty] | 21 | bar: 2000 to 2020
50292 | Bethpage Power Plant | [21 empty] | 18 | bar: 2000 to 2020
50293 | Wadham Energy LP | [21 empty] | 21 | bar: 2000 to 2020
50363 | Mesquite Resource Recovery Project | [21 empty] | 1 | bar: 2000 to 2020
50385 | Newark Bay Cogeneration Partnership LP | [21 empty] | 21 | bar: 2000 to 2020
50406 | Somerset Plant | [21 empty] | 1 | bar: 2000 to 2020
50407 | Mobile Energy Services LLC | [21 empty] | 20 | bar: 2000 to 2020
50449 | Indeck Silver Springs Energy Center | [21 empty] | 21 | bar: 2000 to 2020
50450 | Indeck Oswego Energy Center | [21 empty] | 21 | bar: 2000 to 2020
50451 | Indeck Yerkes Energy Center | [21 empty] | 21 | bar: 2000 to 2020
50458 | Indeck Corinth Energy Center | [21 empty] | 21 | bar: 2000 to 2020
50460 | Indeck Turners Falls Energy Center | [21 empty] | 1 | bar: 2000 to 2020
50472 | Covanta Niagara LP | [21 empty] | 21 | bar: 2000 to 2020
50497 | Bayonne Plant Holding LLC | [21 empty] | 19 | bar: 2000 to 2020
50498 | Capital District Energy Center | [21 empty] | 21 | bar: 2000 to 2020
50541 | Harbor Cogen | [21 empty] | 19 | bar: 2000 to 2020
50555 | Rosemary Power Station | [21 empty] | 21 | bar: 2000 to 2020
50558 | Oklahoma Cogeneration Project | [21 empty] | 21 | bar: 2000 to 2020
50560 | Pacific-Ultrapower Chinese Station | [21 empty] | 21 | bar: 2000 to 2020
50561 | Eagle Point Power Generation | [21 empty] | 17 | bar: 2000 to 2020
50572 | CSL Gas Recovery | [21 empty] | 21 | bar: 2000 to 2020
50611 | Westwood Generation LLC | [21 empty] | 20 | bar: 2000 to 2020
50629 | Covanta Lake County Energy | [21 empty] | 21 | bar: 2000 to 2020
50630 | Covanta Marion Inc | [21 empty] | 21 | bar: 2000 to 2020
50632 | Covanta Stanislaus Energy | [21 empty] | 21 | bar: 2000 to 2020
50648 | Covanta Bristol Energy | [21 empty] | 21 | bar: 2000 to 2020
50649 | [22 empty] | 12 | bar: 2000 to 2020
50650 | ReEnergy Stratton LLC | [21 empty] | 21 | bar: 2000 to 2020
50651 | [22 empty] | 14 | bar: 2000 to 2020
50657 | Montgomery County Resource Recovery | [21 empty] | 21 | bar: 2000 to 2020
50658 | Covanta Fairfax Energy | [21 empty] | 21 | bar: 2000 to 2020
50664 | [22 empty] | 13 | bar: 2000 to 2020
50666 | Pasco Cnty Solid Waste Resource Recovery | [21 empty] | 21 | bar: 2000 to 2020
50676 | [22 empty] | 14 | bar: 2000 to 2020
50707 | JM Shafer Generating Station | [21 empty] | 21 | bar: 2000 to 2020
50736 | [22 empty] | 14 | bar: 2000 to 2020
50739 | Pinetree Power Tamworth | [21 empty] | 21 | bar: 2000 to 2020
50744 | Sterling Power Plant | [21 empty] | 21 | bar: 2000 to 2020
50748 | Agnews Power Plant | [21 empty] | 20 | bar: 2000 to 2020
50770 | Viking Energy of McBain | [21 empty] | 21 | bar: 2000 to 2020
50771 | [22 empty] | 13 | bar: 2000 to 2020
50772 | Viking Energy of Lincoln | [21 empty] | 21 | bar: 2000 to 2020
50774 | Telogia Power | [21 empty] | 21 | bar: 2000 to 2020
50776 | Panther Creek Energy Facility | [21 empty] | 21 | bar: 2000 to 2020
50799 | Parlin Power Plant | [21 empty] | 19 | bar: 2000 to 2020
50815 | Optim Energy Altura Cogen LLC | [21 empty] | 21 | bar: 2000 to 2020
50835 | TES Filer City Station | [21 empty] | 21 | bar: 2000 to 2020
50837 | Southeast Resource Recovery | [21 empty] | 20 | bar: 2000 to 2020
50849 | PE Berkeley Inc | [21 empty] | 1 | bar: 2000 to 2020
50850 | OLS Energy Chino | [21 empty] | 21 | bar: 2000 to 2020
50851 | CSUCI Site Authority | [21 empty] | 21 | bar: 2000 to 2020
50852 | Elmwood Energy Holdings LLC | [21 empty] | 18 | bar: 2000 to 2020
50858 | Hillsborough County Resource Recovery | [21 empty] | 21 | bar: 2000 to 2020
50859 | Lancaster County Resource Recovery | [21 empty] | 21 | bar: 2000 to 2020
50860 | Kent County Waste to Energy Facility | [21 empty] | 10 | bar: 2000 to 2020
50872 | [22 empty] | 11 | bar: 2000 to 2020
50873 | Wheelabrator Concord Facility | [21 empty] | 21 | bar: 2000 to 2020
50874 | Wheelabrator Sherman Energy Facility | [21 empty] | 8 | bar: 2000 to 2020
50875 | McKay Bay Facility | [21 empty] | 21 | bar: 2000 to 2020
50876 | Wheelabrator Norwalk Energy | [21 empty] | 19 | bar: 2000 to 2020
50877 | Wheelabrator North Andover | [21 empty] | 21 | bar: 2000 to 2020
50878 | Wheelabrator Millbury Facility | [21 empty] | 21 | bar: 2000 to 2020
50879 | Wheelabrator Frackville Energy | [21 empty] | 21 | bar: 2000 to 2020
50880 | Wheelabrator Saugus | [21 empty] | 21 | bar: 2000 to 2020
50881 | Wheelabrator Shasta | [21 empty] | 21 | bar: 2000 to 2020
50882 | Wheelabrator Westchester | [21 empty] | 21 | bar: 2000 to 2020
50883 | Wheelabrator Bridgeport | [21 empty] | 21 | bar: 2000 to 2020
50884 | Pinellas County Resource Recovery | [21 empty] | 20 | bar: 2000 to 2020
50885 | Wheelabrator Gloucester LP | [21 empty] | 21 | bar: 2000 to 2020
50886 | Spokane Waste to Energy | [21 empty] | 21 | bar: 2000 to 2020
50887 | Wheelabrator South Broward | [21 empty] | 21 | bar: 2000 to 2020
50888 | Northampton Generating Company LP | [21 empty] | 21 | bar: 2000 to 2020
50900 | Covington Facility | [21 empty] | 2 | bar: 2000 to 2020
50903 | Sagamore Plant Cogen | [21 empty] | 1 | bar: 2000 to 2020
50906 | Ford Utilities Center | [21 empty] | 1 | bar: 2000 to 2020
50907 | Oswego County Energy Recovery | [21 empty] | 1 | bar: 2000 to 2020
50921 | [22 empty] | 18 | bar: 2000 to 2020
50949 | Hardee Power Station | [21 empty] | 21 | bar: 2000 to 2020
50950 | Wheelabrator Martell Inc | [21 empty] | 1 | bar: 2000 to 2020
50951 | Sunnyside Cogen Associates | [21 empty] | 21 | bar: 2000 to 2020
50966 | Bellmeade Power Station | [21 empty] | 16 | bar: 2000 to 2020
50968 | [22 empty] | 10 | bar: 2000 to 2020
50974 | Scrubgrass Generating Company LP | [21 empty] | 21 | bar: 2000 to 2020
50976 | Indiantown Cogeneration LP | [21 empty] | 19 | bar: 2000 to 2020
50978 | Carr Street Generating Station | [21 empty] | 21 | bar: 2000 to 2020
50993 | [22 empty] | 16 | bar: 2000 to 2020
51026 | Ryegate Power Station | [21 empty] | 21 | bar: 2000 to 2020
51030 | Ocean State Power | [21 empty] | 21 | bar: 2000 to 2020
52007 | Mecklenburg Power Station | [21 empty] | 18 | bar: 2000 to 2020
52010 | Lee County Solid Waste Energy | [21 empty] | 21 | bar: 2000 to 2020
52026 | [22 empty] | 20 | bar: 2000 to 2020
52056 | Nassau Energy Corp | [21 empty] | 21 | bar: 2000 to 2020
52071 | Sandow No 5 | [21 empty] | 9 | bar: 2000 to 2020
52088 | Texas City Power Plant | [21 empty] | 21 | bar: 2000 to 2020
52118 | Multitrade of Pittsylvania LP | [21 empty] | 18 | bar: 2000 to 2020
52168 | Riverbay Corp | [21 empty] | 1 | bar: 2000 to 2020
52176 | C R Wing Cogen Plant | [21 empty] | 21 | bar: 2000 to 2020
54015 | MM West Covina | [21 empty] | 19 | bar: 2000 to 2020
54033 | Wheelabrator North Broward | [21 empty] | 16 | bar: 2000 to 2020
54034 | Rensselaer Cogen | [21 empty] | 21 | bar: 2000 to 2020
54035 | Roanoke Valley Energy Facility I | [21 empty] | 18 | bar: 2000 to 2020
54041 | Lockport Energy Associates LP | [21 empty] | 21 | bar: 2000 to 2020
54056 | Pawtucket Power Associates | [21 empty] | 20 | bar: 2000 to 2020
54076 | Indeck Olean Energy Center | [21 empty] | 21 | bar: 2000 to 2020
54081 | Spruance Genco LLC | [21 empty] | 21 | bar: 2000 to 2020
54114 | Kennedy International Airport Cogen | [21 empty] | 21 | bar: 2000 to 2020
54131 | Fortistar North Tonawanda | [21 empty] | 21 | bar: 2000 to 2020
54144 | [22 empty] | 14 | bar: 2000 to 2020
54219 | [22 empty] | 11 | bar: 2000 to 2020
54221 | Blanco Compressor Station | [21 empty] | 1 | bar: 2000 to 2020
54224 | Franklin Heating Station | [21 empty] | 1 | bar: 2000 to 2020
54238 | Stockton Biomass | [21 empty] | 18 | bar: 2000 to 2020
54265 | Akron Recycle Energy Plant Akron Plant | [21 empty] | 1 | bar: 2000 to 2020
54271 | Saguaro Power | [21 empty] | 21 | bar: 2000 to 2020
54304 | Birchwood Power | [21 empty] | 21 | bar: 2000 to 2020
54324 | Ocean State Power II | [21 empty] | 21 | bar: 2000 to 2020
54349 | Nevada Cogen Associates 2 Black Mountain | [21 empty] | 21 | bar: 2000 to 2020
54350 | Nevada Cogen Assoc#1 GarnetVly | [21 empty] | 21 | bar: 2000 to 2020
54365 | Orange Cogeneration Facility | [21 empty] | 21 | bar: 2000 to 2020
54415 | Cadillac Renewable Energy | [21 empty] | 21 | bar: 2000 to 2020
54423 | [22 empty] | 15 | bar: 2000 to 2020
54424 | Quantum Pasco Power LP | [21 empty] | 19 | bar: 2000 to 2020
54426 | Mulberry Cogeneration Facility | [21 empty] | 21 | bar: 2000 to 2020
54466 | Orlando Cogen LP | [21 empty] | 19 | bar: 2000 to 2020
54468 | [22 empty] | 12 | bar: 2000 to 2020
54469 | [22 empty] | 13 | bar: 2000 to 2020
54476 | Sumas Power Plant | [21 empty] | 21 | bar: 2000 to 2020
54526 | ReEnergy Lyonsdale Biomass | [21 empty] | 18 | bar: 2000 to 2020
54529 | Wheelabrator Ridge Energy | [21 empty] | 20 | bar: 2000 to 2020
54537 | Ferndale Generating Station | [21 empty] | 21 | bar: 2000 to 2020
54547 | Sithe Independence Station | [21 empty] | 21 | bar: 2000 to 2020
54561 | Jefferson Smurfit Santa Clara Mill | [21 empty] | 18 | bar: 2000 to 2020
54578 | Glenns Ferry Cogen Facility | [21 empty] | 8 | bar: 2000 to 2020
54579 | Rupert Cogen Project | [21 empty] | 16 | bar: 2000 to 2020
54586 | Tanner Street Generation | [21 empty] | 15 | bar: 2000 to 2020
54592 | Massena Energy Facility | [21 empty] | 21 | bar: 2000 to 2020
54593 | Batavia Power Plant | [21 empty] | 19 | bar: 2000 to 2020
54626 | Mt Poso Cogeneration | [21 empty] | 21 | bar: 2000 to 2020
54627 | Okeelanta Cogeneration | [21 empty] | 20 | bar: 2000 to 2020
54634 | St Nicholas Cogen Project | [21 empty] | 21 | bar: 2000 to 2020
54640 | NAEA Lakewood LLC | [21 empty] | 21 | bar: 2000 to 2020
54646 | Kalaeloa Cogen Plant | [21 empty] | 21 | bar: 2000 to 2020
54658 | [22 empty] | 15 | bar: 2000 to 2020
54676 | Oyster Creek Unit VIII | [21 empty] | 21 | bar: 2000 to 2020
54693 | York Generation Company LLC | [21 empty] | 21 | bar: 2000 to 2020
54694 | Yuma Cogeneration Associates | [21 empty] | 21 | bar: 2000 to 2020
54744 | [22 empty] | 8 | bar: 2000 to 2020
54746 | Wheelabrator Falls | [21 empty] | 21 | bar: 2000 to 2020
54749 | Goal Line LP | [21 empty] | 21 | bar: 2000 to 2020
54751 | Genesee Power Station LP | [21 empty] | 21 | bar: 2000 to 2020
54755 | Roanoke Valley Energy Facility II | [21 empty] | 18 | bar: 2000 to 2020
54758 | Wheelabrator Lisbon | [21 empty] | 21 | bar: 2000 to 2020
54761 | Hermiston Generating Plant | [21 empty] | 21 | bar: 2000 to 2020
54785 | Grays Ferry Cogeneration | [21 empty] | 20 | bar: 2000 to 2020
54805 | Milford Power LP | [21 empty] | 21 | bar: 2000 to 2020
54817 | Johnson County | [21 empty] | 21 | bar: 2000 to 2020
54832 | Brandywine Power Facility | [21 empty] | 21 | bar: 2000 to 2020
54852 | [22 empty] | 10 | bar: 2000 to 2020
54914 | Brooklyn Navy Yard Cogeneration | [21 empty] | 21 | bar: 2000 to 2020
54915 | Michigan Power LP | [21 empty] | 21 | bar: 2000 to 2020
54935 | Waste Energy Partners LP | [21 empty] | 1 | bar: 2000 to 2020
54945 | CT Resource Rec Authority Facility | [21 empty] | 21 | bar: 2000 to 2020
54974 | Sauder Power Plant | [21 empty] | 21 | bar: 2000 to 2020
54985 | Crestwood Corp Dothan | [21 empty] | 3 | bar: 2000 to 2020
54998 | SPSA Waste To Energy Power Plant | [21 empty] | 2 | bar: 2000 to 2020
55010 | LSP-Cottage Grove LP | [21 empty] | 21 | bar: 2000 to 2020
55011 | LSP-Whitewater LP | [21 empty] | 21 | bar: 2000 to 2020
55040 | Mid-Georgia Cogeneration Facility | [21 empty] | 21 | bar: 2000 to 2020
55041 | Berkshire Power | [21 empty] | 21 | bar: 2000 to 2020
55042 | Bridgeport Energy Project | [21 empty] | 21 | bar: 2000 to 2020
55043 | Cherokee County Cogen | [21 empty] | 21 | bar: 2000 to 2020
55047 | Pasadena Cogeneration | [21 empty] | 21 | bar: 2000 to 2020
55048 | [22 empty] | 18 | bar: 2000 to 2020
55062 | Tenaska Frontier Generation Station | [21 empty] | 19 | bar: 2000 to 2020
55063 | Batesville Generation Facility | [21 empty] | 21 | bar: 2000 to 2020
55065 | Mustang Station | [21 empty] | 21 | bar: 2000 to 2020
55068 | Maine Independence Station | [21 empty] | 21 | bar: 2000 to 2020
55075 | Pine Bluff Energy Center | [21 empty] | 20 | bar: 2000 to 2020
55076 | Red Hills Generating Facility | [21 empty] | 19 | bar: 2000 to 2020
55079 | Millennium Power | [21 empty] | 21 | bar: 2000 to 2020
55086 | Gregory Power Facility | [21 empty] | 21 | bar: 2000 to 2020
55087 | Zeeland Generating Station | [21 empty] | 20 | bar: 2000 to 2020
55088 | Dearborn Industrial Generation | [21 empty] | 21 | bar: 2000 to 2020
55090 | Plummer Cogen | [21 empty] | 20 | bar: 2000 to 2020
55096 | Portside Energy | [21 empty] | 21 | bar: 2000 to 2020
55097 | Lamar Power Project | [21 empty] | 21 | bar: 2000 to 2020
55098 | Frontera Energy Center | [21 empty] | 17 | bar: 2000 to 2020
55100 | Rumford Power, Inc | [21 empty] | 21 | bar: 2000 to 2020
55103 | Klamath Cogeneration Plant | [21 empty] | 20 | bar: 2000 to 2020
55104 | Sabine Cogen | [21 empty] | 21 | bar: 2000 to 2020
55107 | Rhode Island State Energy Center | [21 empty] | 19 | bar: 2000 to 2020
55123 | Magic Valley Generating Station | [21 empty] | 20 | bar: 2000 to 2020
55124 | Griffith Energy LLC | [21 empty] | 19 | bar: 2000 to 2020
55126 | Milford Power Project | [21 empty] | 17 | bar: 2000 to 2020
55129 | Desert Basin | [21 empty] | 20 | bar: 2000 to 2020
55131 | Kendall County Generation Facility | [21 empty] | 19 | bar: 2000 to 2020
55132 | Tenaska Gateway Generating Station | [21 empty] | 20 | bar: 2000 to 2020
55137 | Rio Nogales Power Project | [21 empty] | 19 | bar: 2000 to 2020
55139 | Wolf Hollow I LP | [21 empty] | 18 | bar: 2000 to 2020
55144 | Hays Energy Project | [21 empty] | 20 | bar: 2000 to 2020
55146 | Green Country Energy LLC | [21 empty] | 19 | bar: 2000 to 2020
55151 | La Paloma Generating LLC | [21 empty] | 18 | bar: 2000 to 2020
55153 | Guadalupe Generating Station | [21 empty] | 21 | bar: 2000 to 2020
55154 | Lost Pines 1 Power Project | [21 empty] | 20 | bar: 2000 to 2020
55168 | Bastrop Energy Center | [21 empty] | 19 | bar: 2000 to 2020
55170 | Granite Ridge | [21 empty] | 18 | bar: 2000 to 2020
55172 | Bosque County Peaking | [21 empty] | 21 | bar: 2000 to 2020
55173 | Acadia Energy Center | [21 empty] | 19 | bar: 2000 to 2020
55174 | [22 empty] | 9 | bar: 2000 to 2020
55176 | Eastman Cogeneration Facility | [21 empty] | 18 | bar: 2000 to 2020
55177 | South Point Energy Center | [21 empty] | 19 | bar: 2000 to 2020
55178 | Dogwood Energy Facility | [21 empty] | 20 | bar: 2000 to 2020
55179 | Rathdrum Power LLC | [21 empty] | 20 | bar: 2000 to 2020
55182 | Sunrise Power LLC | [21 empty] | 19 | bar: 2000 to 2020
55183 | Nelson Energy Center | [21 empty] | 6 | bar: 2000 to 2020
55187 | Channelview Cogeneration Plant | [21 empty] | 20 | bar: 2000 to 2020
55188 | Cordova Energy | [21 empty] | 20 | bar: 2000 to 2020
55193 | Ontelaunee Energy Center | [21 empty] | 17 | bar: 2000 to 2020
55197 | Caledonia | [21 empty] | 18 | bar: 2000 to 2020
55200 | Arapahoe Combustion Turbine Project | [21 empty] | 15 | bar: 2000 to 2020
55206 | Corpus Christi Energy Center | [21 empty] | 19 | bar: 2000 to 2020
55210 | Afton Generating Station | [21 empty] | 17 | bar: 2000 to 2020
55215 | Odessa Ector Generating Station | [21 empty] | 20 | bar: 2000 to 2020
55216 | Morris Cogeneration LLC | [21 empty] | 21 | bar: 2000 to 2020
55217 | Los Medanos Energy Center | [21 empty] | 19 | bar: 2000 to 2020
55218 | Hinds Energy Facility | [21 empty] | 20 | bar: 2000 to 2020
55220 | Attala | [21 empty] | 20 | bar: 2000 to 2020
55221 | Harry L. Oswald | [21 empty] | 17 | bar: 2000 to 2020
55223 | Ennis Power Company LLC | [21 empty] | 20 | bar: 2000 to 2020
55225 | Oneta Energy Center | [21 empty] | 19 | bar: 2000 to 2020
55226 | Freestone Energy Center | [21 empty] | 19 | bar: 2000 to 2020
55230 | Jack County | [21 empty] | 15 | bar: 2000 to 2020
55231 | Liberty Electric Power Plant | [21 empty] | 19 | bar: 2000 to 2020
55239 | Red Oak Power LLC | [21 empty] | 19 | bar: 2000 to 2020
55241 | Hog Bayou Energy Center | [21 empty] | 20 | bar: 2000 to 2020
55242 | Santa Rosa Energy Center | [21 empty] | 11 | bar: 2000 to 2020
55259 | Whiting Clean Energy | [21 empty] | 20 | bar: 2000 to 2020
55269 | TVA Southaven Combined Cycle | [21 empty] | 18 | bar: 2000 to 2020
55270 | Jackson Generating Station | [21 empty] | 19 | bar: 2000 to 2020
55271 | Tenaska Lindsay Hill Generating Station | [21 empty] | 19 | bar: 2000 to 2020
55282 | Arlington Valley Energy Facility | [21 empty] | 19 | bar: 2000 to 2020
55292 | Decatur Energy Center | [21 empty] | 19 | bar: 2000 to 2020
55293 | Morgan Energy Center | [21 empty] | 18 | bar: 2000 to 2020
55294 | Westbrook Energy Center Power Plant | [21 empty] | 21 | bar: 2000 to 2020
55295 | Blythe Energy Inc | [21 empty] | 17 | bar: 2000 to 2020
55297 | New Covert Generating Facility | [21 empty] | 17 | bar: 2000 to 2020
55298 | Fairless Energy Center | [21 empty] | 17 | bar: 2000 to 2020
55299 | Channel Energy Center LLC | [21 empty] | 20 | bar: 2000 to 2020
55301 | West Phoenix CC4 | [21 empty] | 3 | bar: 2000 to 2020
55302 | Wasatch Energy Systems Energy Recovery | [21 empty] | 11 | bar: 2000 to 2020
55305 | Evangeline Power Station | [21 empty] | 1 | bar: 2000 to 2020
55306 | Gila River Power Station | [21 empty] | 17 | bar: 2000 to 2020
55314 | Union Power Station | [21 empty] | 1 | bar: 2000 to 2020
55318 | [22 empty] | 14 | bar: 2000 to 2020
55320 | Wise County Power LLC | [21 empty] | 17 | bar: 2000 to 2020
55322 | Chuck Lenzie Generating Station | [21 empty] | 4 | bar: 2000 to 2020
55323 | City Of Tacoma Steam Plant | [21 empty] | 2 | bar: 2000 to 2020
55327 | Baytown Energy Center | [21 empty] | 19 | bar: 2000 to 2020
55328 | Hermiston Power Partnership | [21 empty] | 18 | bar: 2000 to 2020
55333 | Delta Energy Center | [21 empty] | 19 | bar: 2000 to 2020
55334 | Holland Energy Facility | [21 empty] | 19 | bar: 2000 to 2020
55335 | Ontelaunee Energy Center | [21 empty] | 1 | bar: 2000 to 2020
55337 | TalenEnergy Ironwood LLC | [21 empty] | 20 | bar: 2000 to 2020
55340 | Dell Power Station | [21 empty] | 14 | bar: 2000 to 2020
55343 | Luna Energy Facility | [21 empty] | 15 | bar: 2000 to 2020
55350 | Dresden Energy Facility | [21 empty] | 9 | bar: 2000 to 2020
55357 | Brazos Valley Generating Facility | [21 empty] | 18 | bar: 2000 to 2020
55358 | Cottonwood Energy Project | [21 empty] | 18 | bar: 2000 to 2020
55364 | Sugar Creek Power | [21 empty] | 19 | bar: 2000 to 2020
55369 | Hamakua Energy Plant | [21 empty] | 21 | bar: 2000 to 2020
55372 | Harquahala Generating Project | [21 empty] | 15 | bar: 2000 to 2020
55380 | Union Power Partners LP | [21 empty] | 17 | bar: 2000 to 2020
55382 | KGen Murray I and II LLC | [21 empty] | 19 | bar: 2000 to 2020
55386 | Columbia Energy Center (SC) | [21 empty] | 17 | bar: 2000 to 2020
55393 | Metcalf Energy Center | [21 empty] | 16 | bar: 2000 to 2020
55397 | Washington Energy Facility | [21 empty] | 19 | bar: 2000 to 2020
55400 | Elk Hills Power LLC | [21 empty] | 19 | bar: 2000 to 2020
55404 | Carville Energy LLC | [21 empty] | 18 | bar: 2000 to 2020
55406 | Effingham County Power Project | [21 empty] | 18 | bar: 2000 to 2020
55411 | Hillabee Energy Center | [21 empty] | 11 | bar: 2000 to 2020
55412 | Osprey Energy Center Power Plant | [21 empty] | 17 | bar: 2000 to 2020
55418 | Hot Spring Generating Facility | [21 empty] | 19 | bar: 2000 to 2020
55439 | Tenaska Virginia Generating Station | [21 empty] | 17 | bar: 2000 to 2020
55440 | Tenaska Central Alabama Generating Stn | [21 empty] | 18 | bar: 2000 to 2020
55451 | Magnolia Power Plant | [21 empty] | 18 | bar: 2000 to 2020
55455 | Red Hawk | [21 empty] | 17 | bar: 2000 to 2020
55457 | McClain Energy Facility | [21 empty] | 20 | bar: 2000 to 2020
55463 | Redbud Power Plant | [21 empty] | 17 | bar: 2000 to 2020
55464 | Deer Park Energy Center | [21 empty] | 18 | bar: 2000 to 2020
55467 | Ouachita | [21 empty] | 19 | bar: 2000 to 2020
55480 | Forney Energy Center | [21 empty] | 18 | bar: 2000 to 2020
55481 | Mesquite Generating Station Block 2 | [21 empty] | 18 | bar: 2000 to 2020
55482 | Goldendale Generating Station | [21 empty] | 17 | bar: 2000 to 2020
55501 | Kiamichi Energy Facility | [21 empty] | 18 | bar: 2000 to 2020
55502 | Lawrenceburg Energy Facility | [21 empty] | 17 | bar: 2000 to 2020
55503 | AEP Waterford Facility | [21 empty] | 18 | bar: 2000 to 2020
55516 | Fayette Energy Facility | [21 empty] | 18 | bar: 2000 to 2020
55518 | High Desert Power Plant | [21 empty] | 18 | bar: 2000 to 2020
55524 | York Energy Center | [21 empty] | 10 | bar: 2000 to 2020
55528 | Redhawk | [21 empty] | 1 | bar: 2000 to 2020
55545 | Hidalgo Energy Center | [21 empty] | 21 | bar: 2000 to 2020
55620 | Perryville Power Station | [21 empty] | 19 | bar: 2000 to 2020
55641 | Riverside Energy Center | [21 empty] | 17 | bar: 2000 to 2020
55656 | Pastoria Energy Facility, LLC | [21 empty] | 16 | bar: 2000 to 2020
55661 | Essential Power Newington LLC | [21 empty] | 18 | bar: 2000 to 2020
55664 | Harrison County Power Project | [21 empty] | 18 | bar: 2000 to 2020
55667 | Lower Mount Bethel Energy | [21 empty] | 16 | bar: 2000 to 2020
55690 | Bethlehem Power Plant | [21 empty] | 18 | bar: 2000 to 2020
55694 | Quantum Choctaw Power LLC | [21 empty] | 15 | bar: 2000 to 2020
55700 | Mint Farm Generating Station | [21 empty] | 13 | bar: 2000 to 2020
55701 | Fremont Energy Center | [21 empty] | 9 | bar: 2000 to 2020
55708 | Nacogdoches Power | [21 empty] | 9 | bar: 2000 to 2020
55710 | FirstEnergy Allegheny Energy Units 3 4 & 5 | [21 empty] | 18 | bar: 2000 to 2020
55714 | Magnet Cove | [21 empty] | 16 | bar: 2000 to 2020
55736 | Hanging Rock Energy Facility | [21 empty] | 18 | bar: 2000 to 2020
55748 | Los Esteros Critical Energy Center | [21 empty] | 8 | bar: 2000 to 2020
55749 | Hardin Generator Project | [21 empty] | 15 | bar: 2000 to 2020
55801 | FPL Energy Marcus Hook LP | [21 empty] | 16 | bar: 2000 to 2020
55818 | Frederickson Power LP | [21 empty] | 19 | bar: 2000 to 2020
55821 | Curtis H Stanton Energy Center | [21 empty] | 18 | bar: 2000 to 2020
55835 | Rocky Mountain Energy Center | [21 empty] | 17 | bar: 2000 to 2020
55841 | Silverhawk | [21 empty] | 6 | bar: 2000 to 2020
55853 | Inland Empire Energy Center | [21 empty] | 12 | bar: 2000 to 2020
55856 | Prairie State Generating Station | [21 empty] | 9 | bar: 2000 to 2020
55927 | Jasper | [21 empty] | 17 | bar: 2000 to 2020
55952 | [22 empty] | 12 | bar: 2000 to 2020
55955 | West Phoenix CC5 | [21 empty] | 1 | bar: 2000 to 2020
55965 | Wansley Combined Cycle | [21 empty] | 19 | bar: 2000 to 2020
55966 | Nikiski Co-Generation | [21 empty] | 8 | bar: 2000 to 2020
55970 | Cosumnes | [21 empty] | 15 | bar: 2000 to 2020
55975 | Seward | [21 empty] | 1 | bar: 2000 to 2020
55976 | Hunterstown | [21 empty] | 6 | bar: 2000 to 2020
55977 | Bluffview | [21 empty] | 16 | bar: 2000 to 2020
55985 | Palomar Energy | [21 empty] | 15 | bar: 2000 to 2020
55990 | Ashtabula | [21 empty] | 18 | bar: 2000 to 2020
56026 | Donald Von Raesfeld Power Plant | [21 empty] | 16 | bar: 2000 to 2020
56031 | Fox Energy Center | [21 empty] | 16 | bar: 2000 to 2020
56041 | Malburg | [21 empty] | 16 | bar: 2000 to 2020
56042 | Bethlehem Energy Center | [21 empty] | 1 | bar: 2000 to 2020
56046 | Magnolia Power Project | [21 empty] | 16 | bar: 2000 to 2020
56068 | Elm Road Generating Station | [21 empty] | 11 | bar: 2000 to 2020
56078 | Walnut Energy Center | [21 empty] | 15 | bar: 2000 to 2020
56079 | Riceland Foods Cogeneration Plant | [21 empty] | 4 | bar: 2000 to 2020
56102 | Currant Creek | [21 empty] | 4 | bar: 2000 to 2020
56104 | Mankato Energy Center | [21 empty] | 15 | bar: 2000 to 2020
56119 | Middlesex Generating Facility | [21 empty] | 17 | bar: 2000 to 2020
56150 | McIntosh Combined Cycle Facility | [21 empty] | 16 | bar: 2000 to 2020
56164 | Faribault Energy Park | [21 empty] | 16 | bar: 2000 to 2020
56177 | Nebo Power Station | [21 empty] | 16 | bar: 2000 to 2020
56188 | Pinelawn Power LLC | [21 empty] | 16 | bar: 2000 to 2020
56224 | TS Power Plant | [21 empty] | 13 | bar: 2000 to 2020
56227 | Port Westward | [21 empty] | 14 | bar: 2000 to 2020
56237 | Lake Side Power Plant | [21 empty] | 14 | bar: 2000 to 2020
56259 | Empire Generating Co LLC | [21 empty] | 11 | bar: 2000 to 2020
56298 | Roseville Energy Park | [21 empty] | 13 | bar: 2000 to 2020
56309 | Trigen St. Louis | [21 empty] | 15 | bar: 2000 to 2020
56319 | Wygen 2 | [21 empty] | 13 | bar: 2000 to 2020
56326 | Mustang Station (56326) | [21 empty] | 1 | bar: 2000 to 2020
56349 | Quail Run Energy Center | [21 empty] | 14 | bar: 2000 to 2020
56350 | Colorado Bend Energy Center | [21 empty] | 14 | bar: 2000 to 2020
56356 | Clearwater Power Plant | [21 empty] | 16 | bar: 2000 to 2020
56400 | Treasure Coast Energy Center | [21 empty] | 13 | bar: 2000 to 2020
56406 | Sierra Pacific Burlington Facility | [21 empty] | 1 | bar: 2000 to 2020
56407 | West County Energy Center | [21 empty] | 12 | bar: 2000 to 2020
56456 | Plum Point Energy Station | [21 empty] | 11 | bar: 2000 to 2020
56458 | Hobbs Generating Station | [21 empty] | 1 | bar: 2000 to 2020
56467 | Russell City Energy Center | [21 empty] | 8 | bar: 2000 to 2020
56505 | [22 empty] | 1 | bar: 2000 to 2020
56564 | John W Turk Jr Power Plant | [21 empty] | 9 | bar: 2000 to 2020
56565 | J Lamar Stall Unit | [21 empty] | 11 | bar: 2000 to 2020
56611 | Sandy Creek Energy Station | [21 empty] | 8 | bar: 2000 to 2020
56616 | Novo BioPower Plant | [21 empty] | 13 | bar: 2000 to 2020
56643 | St Paul Cogeneration | [21 empty] | 14 | bar: 2000 to 2020
56671 | Longview Power Plant | [21 empty] | 10 | bar: 2000 to 2020
56706 | Ampersand Chowchilla Biomass LLC | [21 empty] | 13 | bar: 2000 to 2020
56707 | El Nido Facility | [21 empty] | 13 | bar: 2000 to 2020
56786 | Spiritwood Station | [21 empty] | 7 | bar: 2000 to 2020
56798 | Kleen Energy Systems Project | [21 empty] | 10 | bar: 2000 to 2020
56806 | Cedar Bayou 4 | [21 empty] | 12 | bar: 2000 to 2020
56807 | Bear Garden | [21 empty] | 10 | bar: 2000 to 2020
56846 | [22 empty] | 5 | bar: 2000 to 2020
56931 | Aspen Biomass Power Plant | [21 empty] | 4 | bar: 2000 to 2020
56963 | West Deptford Energy Station | [21 empty] | 7 | bar: 2000 to 2020
56998 | Pueblo Airport Generating Station | [21 empty] | 9 | bar: 2000 to 2020
57028 | Langley Gulch Power Plant | [21 empty] | 9 | bar: 2000 to 2020
57037 | Kemper County IGCC Project | [21 empty] | 4 | bar: 2000 to 2020
57119 | Koda Biomass Plant | [21 empty] | 12 | bar: 2000 to 2020
57138 | Savannah River Site Biomass Cogen | [21 empty] | 9 | bar: 2000 to 2020
57154 | [22 empty] | 2 | bar: 2000 to 2020
57241 | Gainesville Renewable Energy Center | [21 empty] | 8 | bar: 2000 to 2020
57349 | Garrison Energy Center LLC | [21 empty] | 6 | bar: 2000 to 2020
57564 | Algonquin Power Sanger LLC | [21 empty] | 11 | bar: 2000 to 2020
57684 | [22 empty] | 8 | bar: 2000 to 2020
57703 | Cheyenne Prairie Generating Station | [21 empty] | 7 | bar: 2000 to 2020
57794 | [22 empty] | 4 | bar: 2000 to 2020
57839 | Woodbridge Energy Center | [21 empty] | 6 | bar: 2000 to 2020
57857 | [22 empty] | 3 | bar: 2000 to 2020
57898 | Palm Beach Renewable Energy Facility 2 | [21 empty] | 6 | bar: 2000 to 2020
57909 | Piedmont Green Power | [21 empty] | 5 | bar: 2000 to 2020
57978 | Lodi Energy Center | [21 empty] | 9 | bar: 2000 to 2020
58001 | Panda Temple Power Station | [21 empty] | 7 | bar: 2000 to 2020
58005 | Panda Sherman Power Station | [21 empty] | 7 | bar: 2000 to 2020
58007 | Brea Expansion Plant | [21 empty] | 9 | bar: 2000 to 2020
58023 | Evergreen Community Power | [21 empty] | 2 | bar: 2000 to 2020
58054 | Burgess BioPower | [21 empty] | 8 | bar: 2000 to 2020
58079 | Newark Energy Center | [21 empty] | 6 | bar: 2000 to 2020
58124 | Rothschild Biomass Cogen Facility | [21 empty] | 8 | bar: 2000 to 2020
58205 | Grand Ave Plant | [21 empty] | 8 | bar: 2000 to 2020
58215 | Lee Combined Cycle Plant | [21 empty] | 8 | bar: 2000 to 2020
58236 | [22 empty] | 4 | bar: 2000 to 2020
58260 | [22 empty] | 1 | bar: 2000 to 2020
58427 | Lansing BWL REO Town Plant | [21 empty] | 8 | bar: 2000 to 2020
58472 | Buena Vista Biomass Power | [21 empty] | 5 | bar: 2000 to 2020
58478 | [22 empty] | 4 | bar: 2000 to 2020
58503 | [22 empty] | 5 | bar: 2000 to 2020
58518 | WSACC Power Generation Facility | [21 empty] | 3 | bar: 2000 to 2020
58557 | Mesquite Generating Station Block 1 | [21 empty] | 8 | bar: 2000 to 2020
58560 | Halifax County Biomass | [21 empty] | 8 | bar: 2000 to 2020
58574 | Eagle Valley Clean Energy LLC Biomass | [21 empty] | 8 | bar: 2000 to 2020
58595 | Indeck Energy-Alexandria | [21 empty] | 5 | bar: 2000 to 2020
58697 | L V Sutton Combined Cycle | [21 empty] | 8 | bar: 2000 to 2020
58706 | Allendale Biomass | [21 empty] | 8 | bar: 2000 to 2020
58707 | Dorchester Biomass | [21 empty] | 8 | bar: 2000 to 2020
58870 | [22 empty] | 6 | bar: 2000 to 2020
58944 | Woodville Renewable Power Project | [21 empty] | 3 | bar: 2000 to 2020
59004 | [22 empty] | 4 | bar: 2000 to 2020
59035 | [22 empty] | 5 | bar: 2000 to 2020
59093 | [22 empty] | 4 | bar: 2000 to 2020
59220 | [22 empty] | 4 | bar: 2000 to 2020
59254 | Johnston LFG Turbine Plant | [21 empty] | 8 | bar: 2000 to 2020
59325 | [22 empty] | 3 | bar: 2000 to 2020
59326 | [22 empty] | 3 | bar: 2000 to 2020
59338 | Sundevil Power Holdings - Gila River | [21 empty] | 8 | bar: 2000 to 2020
59764 | [22 empty] | 4 | bar: 2000 to 2020
59784 | Gila River Power Block 3 | [21 empty] | 7 | bar: 2000 to 2020
60100 | Dinuba Energy | [21 empty] | 1 | bar: 2000 to 2020
60340 | [22 empty] | 4 | bar: 2000 to 2020
60345 | [22 empty] | 2 | bar: 2000 to 2020
60368 | [22 empty] | 3 | bar: 2000 to 2020
60376 | [22 empty] | 3 | bar: 2000 to 2020
60421 | [22 empty] | 5 | bar: 2000 to 2020
60464 | [22 empty] | 3 | bar: 2000 to 2020
60550 | [22 empty] | 2 | bar: 2000 to 2020
60589 | [22 empty] | 2 | bar: 2000 to 2020
60768 | [22 empty] | 5 | bar: 2000 to 2020
60926 | [22 empty] | 2 | bar: 2000 to 2020
60927 | [22 empty] | 1 | bar: 2000 to 2020
61028 | [22 empty] | 1 | bar: 2000 to 2020
61035 | [22 empty] | 2 | bar: 2000 to 2020
61213 | [22 empty] | 2 | bar: 2000 to 2020
64020 | [22 empty] | 1 | bar: 2000 to 2020
64408 | Georges River Energy | [21 empty] | 1 | bar: 2000 to 2020

## plant years vert
EIA_PLANT_ID | EIA_PLANT_NAME | year
3 | Barry | 2000
3 | Barry | 2001
3 | Barry | 2002
3 | Barry | 2003
3 | Barry | 2004
3 | Barry | 2005
3 | Barry | 2006
3 | Barry | 2007
3 | Barry | 2008
3 | Barry | 2009
3 | Barry | 2010
3 | Barry | 2011
3 | Barry | 2012
3 | Barry | 2013
3 | Barry | 2014
3 | Barry | 2015
3 | Barry | 2016
3 | Barry | 2017
3 | Barry | 2018
3 | Barry | 2019
3 | Barry | 2020
7 | Gadsden | 2000
7 | Gadsden | 2001
7 | Gadsden | 2002
7 | Gadsden | 2003
7 | Gadsden | 2004
7 | Gadsden | 2005
7 | Gadsden | 2006
7 | Gadsden | 2007
7 | Gadsden | 2008
7 | Gadsden | 2009
7 | Gadsden | 2010
7 | Gadsden | 2011
7 | Gadsden | 2012
7 | Gadsden | 2013
7 | Gadsden | 2014
7 | Gadsden | 2015
7 | Gadsden | 2016
7 | Gadsden | 2017
7 | Gadsden | 2018
7 | Gadsden | 2019
7 | Gadsden | 2020
8 | Gorgas | 2000
8 | Gorgas | 2001
8 | Gorgas | 2002
8 | Gorgas | 2003
8 | Gorgas | 2004
8 | Gorgas | 2005
8 | Gorgas | 2006
8 | Gorgas | 2007
8 | Gorgas | 2008
8 | Gorgas | 2009
8 | Gorgas | 2010
8 | Gorgas | 2011
8 | Gorgas | 2012
8 | Gorgas | 2013
8 | Gorgas | 2014
8 | Gorgas | 2015
8 | Gorgas | 2016
8 | Gorgas | 2017
8 | Gorgas | 2018
8 | Gorgas | 2019
10 | Greene County | 2000
10 | Greene County | 2001
10 | Greene County | 2002
10 | Greene County | 2003
10 | Greene County | 2004
10 | Greene County | 2005
10 | Greene County | 2006
10 | Greene County | 2007
10 | Greene County | 2008
10 | Greene County | 2009
10 | Greene County | 2010
10 | Greene County | 2011
10 | Greene County | 2012
10 | Greene County | 2013
10 | Greene County | 2014
10 | Greene County | 2015
10 | Greene County | 2016
10 | Greene County | 2017
10 | Greene County | 2018
10 | Greene County | 2019
10 | Greene County | 2020
26 | E C Gaston | 2000
26 | E C Gaston | 2001
26 | E C Gaston | 2002
26 | E C Gaston | 2003
26 | E C Gaston | 2004
26 | E C Gaston | 2005
26 | E C Gaston | 2006
26 | E C Gaston | 2007
26 | E C Gaston | 2008
26 | E C Gaston | 2009
26 | E C Gaston | 2010
26 | E C Gaston | 2011
26 | E C Gaston | 2012
26 | E C Gaston | 2013
26 | E C Gaston | 2014
26 | E C Gaston | 2015
26 | E C Gaston | 2016
26 | E C Gaston | 2017
26 | E C Gaston | 2018
26 | E C Gaston | 2019
26 | E C Gaston | 2020
46 | Browns Ferry | 2000
46 | Browns Ferry | 2001
46 | Browns Ferry | 2002
46 | Browns Ferry | 2003
46 | Browns Ferry | 2004
46 | Browns Ferry | 2005
46 | Browns Ferry | 2006
46 | Browns Ferry | 2007
46 | Browns Ferry | 2008
46 | Browns Ferry | 2009
46 | Browns Ferry | 2010
46 | Browns Ferry | 2011
46 | Browns Ferry | 2012
46 | Browns Ferry | 2013
46 | Browns Ferry | 2014
46 | Browns Ferry | 2015
46 | Browns Ferry | 2016
46 | Browns Ferry | 2017
46 | Browns Ferry | 2018
46 | Browns Ferry | 2019
46 | Browns Ferry | 2020
47 | Colbert | 2000
47 | Colbert | 2001
47 | Colbert | 2002
47 | Colbert | 2003
47 | Colbert | 2004
47 | Colbert | 2005
47 | Colbert | 2006
47 | Colbert | 2007
47 | Colbert | 2008
47 | Colbert | 2009
47 | Colbert | 2010
47 | Colbert | 2011
47 | Colbert | 2012
47 | Colbert | 2013
47 | Colbert | 2014
47 | Colbert | 2015
47 | Colbert | 2016
50 | Widows Creek | 2000
50 | Widows Creek | 2001
50 | Widows Creek | 2002
50 | Widows Creek | 2003
50 | Widows Creek | 2004
50 | Widows Creek | 2005
50 | Widows Creek | 2006
50 | Widows Creek | 2007
50 | Widows Creek | 2008
50 | Widows Creek | 2009
50 | Widows Creek | 2010
50 | Widows Creek | 2011
50 | Widows Creek | 2012
50 | Widows Creek | 2013
50 | Widows Creek | 2014
50 | Widows Creek | 2015
51 | Dolet Hills | 2000
51 | Dolet Hills | 2001
51 | Dolet Hills | 2002
51 | Dolet Hills | 2003
51 | Dolet Hills | 2004
51 | Dolet Hills | 2005
51 | Dolet Hills | 2006
51 | Dolet Hills | 2007
51 | Dolet Hills | 2008
51 | Dolet Hills | 2009
51 | Dolet Hills | 2010
51 | Dolet Hills | 2011
51 | Dolet Hills | 2012
51 | Dolet Hills | 2013
51 | Dolet Hills | 2014
51 | Dolet Hills | 2015
51 | Dolet Hills | 2016
51 | Dolet Hills | 2017
51 | Dolet Hills | 2018
51 | Dolet Hills | 2019
51 | Dolet Hills | 2020
56 | Charles R Lowman | 2000
56 | Charles R Lowman | 2001
56 | Charles R Lowman | 2002
56 | Charles R Lowman | 2003
56 | Charles R Lowman | 2004
56 | Charles R Lowman | 2005
56 | Charles R Lowman | 2006
56 | Charles R Lowman | 2007
56 | Charles R Lowman | 2008
56 | Charles R Lowman | 2009
56 | Charles R Lowman | 2010
56 | Charles R Lowman | 2011
56 | Charles R Lowman | 2012
56 | Charles R Lowman | 2013
56 | Charles R Lowman | 2014
56 | Charles R Lowman | 2015
56 | Charles R Lowman | 2016
56 | Charles R Lowman | 2017
56 | Charles R Lowman | 2018
56 | Charles R Lowman | 2019
56 | Charles R Lowman | 2020
59 | Platte | 2000
59 | Platte | 2001
59 | Platte | 2002
59 | Platte | 2003
59 | Platte | 2004
59 | Platte | 2005
59 | Platte | 2006
59 | Platte | 2007
59 | Platte | 2008
59 | Platte | 2009
59 | Platte | 2010
59 | Platte | 2011
59 | Platte | 2012
59 | Platte | 2013
59 | Platte | 2014
59 | Platte | 2015
59 | Platte | 2016
59 | Platte | 2017
59 | Platte | 2018
59 | Platte | 2019
59 | Platte | 2020
60 | Whelan Energy Center | 2000
60 | Whelan Energy Center | 2001
60 | Whelan Energy Center | 2002
60 | Whelan Energy Center | 2003
60 | Whelan Energy Center | 2004
60 | Whelan Energy Center | 2005
60 | Whelan Energy Center | 2006
60 | Whelan Energy Center | 2007
60 | Whelan Energy Center | 2008
60 | Whelan Energy Center | 2009
60 | Whelan Energy Center | 2010
60 | Whelan Energy Center | 2011
60 | Whelan Energy Center | 2012
60 | Whelan Energy Center | 2013
60 | Whelan Energy Center | 2014
60 | Whelan Energy Center | 2015
60 | Whelan Energy Center | 2016
60 | Whelan Energy Center | 2017
60 | Whelan Energy Center | 2018
60 | Whelan Energy Center | 2019
60 | Whelan Energy Center | 2020
79 | Aurora Energy LLC Chena | 2000
79 | Aurora Energy LLC Chena | 2002
79 | Aurora Energy LLC Chena | 2003
79 | Aurora Energy LLC Chena | 2004
79 | Aurora Energy LLC Chena | 2005
79 | Aurora Energy LLC Chena | 2006
79 | Aurora Energy LLC Chena | 2007
79 | Aurora Energy LLC Chena | 2008
79 | Aurora Energy LLC Chena | 2009
79 | Aurora Energy LLC Chena | 2010
79 | Aurora Energy LLC Chena | 2011
79 | Aurora Energy LLC Chena | 2012
79 | Aurora Energy LLC Chena | 2013
79 | Aurora Energy LLC Chena | 2014
79 | Aurora Energy LLC Chena | 2015
79 | Aurora Energy LLC Chena | 2016
79 | Aurora Energy LLC Chena | 2017
79 | Aurora Energy LLC Chena | 2018
79 | Aurora Energy LLC Chena | 2019
79 | Aurora Energy LLC Chena | 2020
87 | Escalante | 2000
87 | Escalante | 2001
87 | Escalante | 2002
87 | Escalante | 2003
87 | Escalante | 2004
87 | Escalante | 2005
87 | Escalante | 2006
87 | Escalante | 2007
87 | Escalante | 2008
87 | Escalante | 2009
87 | Escalante | 2010
87 | Escalante | 2011
87 | Escalante | 2012
87 | Escalante | 2013
87 | Escalante | 2014
87 | Escalante | 2015
87 | Escalante | 2016
87 | Escalante | 2017
87 | Escalante | 2018
87 | Escalante | 2019
87 | Escalante | 2020
96 | Beluga | 2000
96 | Beluga | 2001
96 | Beluga | 2002
96 | Beluga | 2003
96 | Beluga | 2004
96 | Beluga | 2005
96 | Beluga | 2006
96 | Beluga | 2007
96 | Beluga | 2008
96 | Beluga | 2009
96 | Beluga | 2010
96 | Beluga | 2011
96 | Beluga | 2012
96 | Beluga | 2013
96 | Beluga | 2014
96 | Beluga | 2015
108 | Holcomb | 2000
108 | Holcomb | 2001
108 | Holcomb | 2002
108 | Holcomb | 2003
108 | Holcomb | 2004
108 | Holcomb | 2005
108 | Holcomb | 2006
108 | Holcomb | 2007
108 | Holcomb | 2008
108 | Holcomb | 2009
108 | Holcomb | 2010
108 | Holcomb | 2011
108 | Holcomb | 2012
108 | Holcomb | 2013
108 | Holcomb | 2014
108 | Holcomb | 2015
108 | Holcomb | 2016
108 | Holcomb | 2017
108 | Holcomb | 2018
108 | Holcomb | 2019
108 | Holcomb | 2020
113 | Cholla | 2000
113 | Cholla | 2001
113 | Cholla | 2002
113 | Cholla | 2003
113 | Cholla | 2004
113 | Cholla | 2005
113 | Cholla | 2006
113 | Cholla | 2007
113 | Cholla | 2008
113 | Cholla | 2009
113 | Cholla | 2010
113 | Cholla | 2011
113 | Cholla | 2012
113 | Cholla | 2013
113 | Cholla | 2014
113 | Cholla | 2015
113 | Cholla | 2016
113 | Cholla | 2017
113 | Cholla | 2018
113 | Cholla | 2019
113 | Cholla | 2020
116 | Ocotillo | 2000
116 | Ocotillo | 2001
116 | Ocotillo | 2002
116 | Ocotillo | 2003
116 | Ocotillo | 2004
116 | Ocotillo | 2005
116 | Ocotillo | 2006
116 | Ocotillo | 2007
116 | Ocotillo | 2008
116 | Ocotillo | 2009
116 | Ocotillo | 2010
116 | Ocotillo | 2011
116 | Ocotillo | 2012
116 | Ocotillo | 2013
116 | Ocotillo | 2014
116 | Ocotillo | 2015
116 | Ocotillo | 2016
116 | Ocotillo | 2017
116 | Ocotillo | 2018
116 | Ocotillo | 2019
117 | West Phoenix | 2000
117 | West Phoenix | 2001
117 | West Phoenix | 2002
117 | West Phoenix | 2003
117 | West Phoenix | 2004
117 | West Phoenix | 2005
117 | West Phoenix | 2006
117 | West Phoenix | 2007
117 | West Phoenix | 2008
117 | West Phoenix | 2009
117 | West Phoenix | 2010
117 | West Phoenix | 2011
117 | West Phoenix | 2012
117 | West Phoenix | 2013
117 | West Phoenix | 2014
117 | West Phoenix | 2015
117 | West Phoenix | 2016
117 | West Phoenix | 2017
117 | West Phoenix | 2018
117 | West Phoenix | 2019
117 | West Phoenix | 2020
118 | Saguaro | 2000
118 | Saguaro | 2001
118 | Saguaro | 2002
118 | Saguaro | 2004
118 | Saguaro | 2005
118 | Saguaro | 2006
118 | Saguaro | 2007
118 | Saguaro | 2008
118 | Saguaro | 2009
118 | Saguaro | 2011
118 | Saguaro | 2013
120 | Yucca | 2000
120 | Yucca | 2001
120 | Yucca | 2002
120 | Yucca | 2003
120 | Yucca | 2004
120 | Yucca | 2005
120 | Yucca | 2006
120 | Yucca | 2007
120 | Yucca | 2008
120 | Yucca | 2009
120 | Yucca | 2010
120 | Yucca | 2011
120 | Yucca | 2012
120 | Yucca | 2013
120 | Yucca | 2014
120 | Yucca | 2015
120 | Yucca | 2016
120 | Yucca | 2017
120 | Yucca | 2018
120 | Yucca | 2019
120 | Yucca | 2020
126 | H Wilson Sundt Generating Station | 2000
126 | H Wilson Sundt Generating Station | 2001
126 | H Wilson Sundt Generating Station | 2002
126 | H Wilson Sundt Generating Station | 2003
126 | H Wilson Sundt Generating Station | 2004
126 | H Wilson Sundt Generating Station | 2005
126 | H Wilson Sundt Generating Station | 2006
126 | H Wilson Sundt Generating Station | 2007
126 | H Wilson Sundt Generating Station | 2008
126 | H Wilson Sundt Generating Station | 2009
126 | H Wilson Sundt Generating Station | 2010
126 | H Wilson Sundt Generating Station | 2011
126 | H Wilson Sundt Generating Station | 2012
126 | H Wilson Sundt Generating Station | 2013
126 | H Wilson Sundt Generating Station | 2014
126 | H Wilson Sundt Generating Station | 2015
126 | H Wilson Sundt Generating Station | 2016
126 | H Wilson Sundt Generating Station | 2017
126 | H Wilson Sundt Generating Station | 2018
126 | H Wilson Sundt Generating Station | 2019
126 | H Wilson Sundt Generating Station | 2020
127 | Oklaunion | 2000
127 | Oklaunion | 2001
127 | Oklaunion | 2002
127 | Oklaunion | 2003
127 | Oklaunion | 2004
127 | Oklaunion | 2005
127 | Oklaunion | 2006
127 | Oklaunion | 2007
127 | Oklaunion | 2008
127 | Oklaunion | 2009
127 | Oklaunion | 2010
127 | Oklaunion | 2011
127 | Oklaunion | 2012
127 | Oklaunion | 2013
127 | Oklaunion | 2014
127 | Oklaunion | 2015
127 | Oklaunion | 2016
127 | Oklaunion | 2017
127 | Oklaunion | 2018
127 | Oklaunion | 2019
127 | Oklaunion | 2020
130 | Cross | 2000
130 | Cross | 2001
130 | Cross | 2002
130 | Cross | 2003
130 | Cross | 2004
130 | Cross | 2005
130 | Cross | 2006
130 | Cross | 2007
130 | Cross | 2008
130 | Cross | 2009
130 | Cross | 2010
130 | Cross | 2011
130 | Cross | 2012
130 | Cross | 2013
130 | Cross | 2014
130 | Cross | 2015
130 | Cross | 2016
130 | Cross | 2017
130 | Cross | 2018
130 | Cross | 2019
130 | Cross | 2020
136 | Seminole | 2000
136 | Seminole | 2001
136 | Seminole | 2002
136 | Seminole | 2003
136 | Seminole | 2004
136 | Seminole | 2005
136 | Seminole | 2006
136 | Seminole | 2007
136 | Seminole | 2008
136 | Seminole | 2009
136 | Seminole | 2010
136 | Seminole | 2011
136 | Seminole | 2012
136 | Seminole | 2013
136 | Seminole | 2014
136 | Seminole | 2015
136 | Seminole | 2016
136 | Seminole | 2017
136 | Seminole | 2018
136 | Seminole | 2019
136 | Seminole | 2020
141 | Agua Fria | 2000
141 | Agua Fria | 2001
141 | Agua Fria | 2002
141 | Agua Fria | 2003
141 | Agua Fria | 2004
141 | Agua Fria | 2005
141 | Agua Fria | 2006
141 | Agua Fria | 2007
141 | Agua Fria | 2008
141 | Agua Fria | 2009
141 | Agua Fria | 2010
141 | Agua Fria | 2011
141 | Agua Fria | 2012
141 | Agua Fria | 2013
141 | Agua Fria | 2014
141 | Agua Fria | 2015
141 | Agua Fria | 2016
141 | Agua Fria | 2017
141 | Agua Fria | 2018
141 | Agua Fria | 2019
141 | Agua Fria | 2020
143 | Crosscut | 2000
143 | Crosscut | 2001
143 | Crosscut | 2002
147 | Kyrene | 2000
147 | Kyrene | 2001
147 | Kyrene | 2002
147 | Kyrene | 2003
147 | Kyrene | 2004
147 | Kyrene | 2005
147 | Kyrene | 2006
147 | Kyrene | 2007
147 | Kyrene | 2008
147 | Kyrene | 2009
147 | Kyrene | 2010
147 | Kyrene | 2011
147 | Kyrene | 2012
147 | Kyrene | 2013
147 | Kyrene | 2014
147 | Kyrene | 2015
147 | Kyrene | 2016
147 | Kyrene | 2017
147 | Kyrene | 2018
147 | Kyrene | 2019
147 | Kyrene | 2020
160 | Apache Station | 2000
160 | Apache Station | 2001
160 | Apache Station | 2002
160 | Apache Station | 2003
160 | Apache Station | 2004
160 | Apache Station | 2005
160 | Apache Station | 2006
160 | Apache Station | 2007
160 | Apache Station | 2008
160 | Apache Station | 2009
160 | Apache Station | 2010
160 | Apache Station | 2011
160 | Apache Station | 2012
160 | Apache Station | 2013
160 | Apache Station | 2014
160 | Apache Station | 2015
160 | Apache Station | 2016
160 | Apache Station | 2017
160 | Apache Station | 2018
160 | Apache Station | 2019
160 | Apache Station | 2020
165 | GRDA | 2000
165 | GRDA | 2001
165 | GRDA | 2002
165 | GRDA | 2003
165 | GRDA | 2004
165 | GRDA | 2005
165 | GRDA | 2006
165 | GRDA | 2007
165 | GRDA | 2008
165 | GRDA | 2009
165 | GRDA | 2010
165 | GRDA | 2011
165 | GRDA | 2012
165 | GRDA | 2013
165 | GRDA | 2014
165 | GRDA | 2015
165 | GRDA | 2016
165 | GRDA | 2017
165 | GRDA | 2018
165 | GRDA | 2019
165 | GRDA | 2020
167 | Cecil Lynch | 2000
167 | Cecil Lynch | 2002
167 | Cecil Lynch | 2004
167 | Cecil Lynch | 2005
167 | Cecil Lynch | 2006
167 | Cecil Lynch | 2007
167 | Cecil Lynch | 2008
167 | Cecil Lynch | 2009
167 | Cecil Lynch | 2010
167 | Cecil Lynch | 2011
167 | Cecil Lynch | 2012
167 | Cecil Lynch | 2013
168 | Hamilton Moses | 2000
168 | Hamilton Moses | 2002
168 | Hamilton Moses | 2003
168 | Hamilton Moses | 2004
168 | Hamilton Moses | 2005
168 | Hamilton Moses | 2006
168 | Hamilton Moses | 2007
168 | Hamilton Moses | 2008
168 | Hamilton Moses | 2009
169 | Harvey Couch | 2000
169 | Harvey Couch | 2001
169 | Harvey Couch | 2002
169 | Harvey Couch | 2003
169 | Harvey Couch | 2004
169 | Harvey Couch | 2005
169 | Harvey Couch | 2006
169 | Harvey Couch | 2007
169 | Harvey Couch | 2008
169 | Harvey Couch | 2009
169 | Harvey Couch | 2010
169 | Harvey Couch | 2011
169 | Harvey Couch | 2012
169 | Harvey Couch | 2013
170 | Lake Catherine | 2000
170 | Lake Catherine | 2001
170 | Lake Catherine | 2002
170 | Lake Catherine | 2003
170 | Lake Catherine | 2004
170 | Lake Catherine | 2005
170 | Lake Catherine | 2006
170 | Lake Catherine | 2007
170 | Lake Catherine | 2008
170 | Lake Catherine | 2009
170 | Lake Catherine | 2010
170 | Lake Catherine | 2011
170 | Lake Catherine | 2012
170 | Lake Catherine | 2013
170 | Lake Catherine | 2014
170 | Lake Catherine | 2015
170 | Lake Catherine | 2016
170 | Lake Catherine | 2017
170 | Lake Catherine | 2018
170 | Lake Catherine | 2019
170 | Lake Catherine | 2020
173 | Robert E Ritchie | 2000
173 | Robert E Ritchie | 2001
173 | Robert E Ritchie | 2002
173 | Robert E Ritchie | 2003
173 | Robert E Ritchie | 2005
173 | Robert E Ritchie | 2006
173 | Robert E Ritchie | 2007
173 | Robert E Ritchie | 2008
173 | Robert E Ritchie | 2009
173 | Robert E Ritchie | 2010
173 | Robert E Ritchie | 2011
173 | Robert E Ritchie | 2012
173 | Robert E Ritchie | 2013
201 | Fitzhugh | 2000
201 | Fitzhugh | 2001
201 | Fitzhugh | 2002
201 | Fitzhugh | 2003
201 | Fitzhugh | 2004
201 | Fitzhugh | 2005
201 | Fitzhugh | 2006
201 | Fitzhugh | 2007
201 | Fitzhugh | 2008
201 | Fitzhugh | 2009
201 | Fitzhugh | 2010
201 | Fitzhugh | 2011
201 | Fitzhugh | 2012
201 | Fitzhugh | 2013
201 | Fitzhugh | 2014
201 | Fitzhugh | 2015
201 | Fitzhugh | 2016
201 | Fitzhugh | 2017
201 | Fitzhugh | 2018
201 | Fitzhugh | 2019
201 | Fitzhugh | 2020
202 | Bailey | 2000
202 | Bailey | 2001
202 | Bailey | 2002
202 | Bailey | 2003
202 | Bailey | 2004
202 | Bailey | 2005
202 | Bailey | 2006
202 | Bailey | 2007
202 | Bailey | 2008
202 | Bailey | 2009
202 | Bailey | 2010
202 | Bailey | 2011
202 | Bailey | 2012
202 | Bailey | 2013
202 | Bailey | 2014
202 | Bailey | 2015
202 | Bailey | 2016
202 | Bailey | 2017
202 | Bailey | 2018
202 | Bailey | 2019
202 | Bailey | 2020
203 | McClellan | 2000
203 | McClellan | 2001
203 | McClellan | 2002
203 | McClellan | 2003
203 | McClellan | 2004
203 | McClellan | 2005
203 | McClellan | 2006
203 | McClellan | 2007
203 | McClellan | 2008
203 | McClellan | 2009
203 | McClellan | 2010
203 | McClellan | 2011
203 | McClellan | 2012
203 | McClellan | 2013
203 | McClellan | 2014
203 | McClellan | 2015
203 | McClellan | 2016
203 | McClellan | 2017
203 | McClellan | 2018
203 | McClellan | 2019
203 | McClellan | 2020
204 | Clinton | 2000
204 | Clinton | 2001
204 | Clinton | 2002
204 | Clinton | 2003
204 | Clinton | 2004
204 | Clinton | 2005
204 | Clinton | 2006
204 | Clinton | 2007
204 | Clinton | 2008
204 | Clinton | 2009
204 | Clinton | 2010
204 | Clinton | 2011
204 | Clinton | 2012
204 | Clinton | 2013
204 | Clinton | 2014
204 | Clinton | 2015
204 | Clinton | 2016
204 | Clinton | 2017
204 | Clinton | 2018
204 | Clinton | 2019
204 | Clinton | 2020
207 | St Johns River Power | 2000
207 | St Johns River Power | 2001
207 | St Johns River Power | 2002
207 | St Johns River Power | 2003
207 | St Johns River Power | 2004
207 | St Johns River Power | 2005
207 | St Johns River Power | 2006
207 | St Johns River Power | 2007
207 | St Johns River Power | 2008
207 | St Johns River Power | 2009
207 | St Johns River Power | 2010
207 | St Johns River Power | 2011
207 | St Johns River Power | 2012
207 | St Johns River Power | 2013
207 | St Johns River Power | 2014
207 | St Johns River Power | 2015
207 | St Johns River Power | 2016
207 | St Johns River Power | 2017
207 | St Johns River Power | 2018
210 | Wolf Creek | 2000
210 | Wolf Creek | 2001
210 | Wolf Creek | 2002
210 | Wolf Creek | 2003
210 | Wolf Creek | 2004
210 | Wolf Creek | 2005
210 | Wolf Creek | 2006
210 | Wolf Creek | 2007
210 | Wolf Creek | 2008
210 | Wolf Creek | 2009
210 | Wolf Creek | 2010
210 | Wolf Creek | 2011
210 | Wolf Creek | 2012
210 | Wolf Creek | 2013
210 | Wolf Creek | 2014
210 | Wolf Creek | 2015
210 | Wolf Creek | 2016
210 | Wolf Creek | 2017
210 | Wolf Creek | 2018
210 | Wolf Creek | 2019
210 | Wolf Creek | 2020
228 | Contra Costa | 2000
228 | Contra Costa | 2001
228 | Contra Costa | 2002
228 | Contra Costa | 2003
228 | Contra Costa | 2004
228 | Contra Costa | 2005
228 | Contra Costa | 2006
228 | Contra Costa | 2007
228 | Contra Costa | 2008
228 | Contra Costa | 2009
228 | Contra Costa | 2010
228 | Contra Costa | 2011
228 | Contra Costa | 2012
228 | Contra Costa | 2013
246 | Humboldt Bay | 2000
246 | Humboldt Bay | 2001
246 | Humboldt Bay | 2002
246 | Humboldt Bay | 2003
246 | Humboldt Bay | 2004
246 | Humboldt Bay | 2005
246 | Humboldt Bay | 2006
246 | Humboldt Bay | 2007
246 | Humboldt Bay | 2008
246 | Humboldt Bay | 2009
246 | Humboldt Bay | 2010
247 | Hunters Point | 2000
247 | Hunters Point | 2001
247 | Hunters Point | 2002
247 | Hunters Point | 2003
247 | Hunters Point | 2004
247 | Hunters Point | 2005
247 | Hunters Point | 2006
259 | Dynegy Morro Bay LLC | 2000
259 | Dynegy Morro Bay LLC | 2001
259 | Dynegy Morro Bay LLC | 2002
259 | Dynegy Morro Bay LLC | 2003
259 | Dynegy Morro Bay LLC | 2004
259 | Dynegy Morro Bay LLC | 2005
259 | Dynegy Morro Bay LLC | 2006
259 | Dynegy Morro Bay LLC | 2007
259 | Dynegy Morro Bay LLC | 2008
259 | Dynegy Morro Bay LLC | 2009
259 | Dynegy Morro Bay LLC | 2010
259 | Dynegy Morro Bay LLC | 2011
259 | Dynegy Morro Bay LLC | 2012
259 | Dynegy Morro Bay LLC | 2013
259 | Dynegy Morro Bay LLC | 2014
260 | Dynegy Moss Landing Power Plant | 2000
260 | Dynegy Moss Landing Power Plant | 2001
260 | Dynegy Moss Landing Power Plant | 2002
260 | Dynegy Moss Landing Power Plant | 2003
260 | Dynegy Moss Landing Power Plant | 2004
260 | Dynegy Moss Landing Power Plant | 2005
260 | Dynegy Moss Landing Power Plant | 2006
260 | Dynegy Moss Landing Power Plant | 2007
260 | Dynegy Moss Landing Power Plant | 2008
260 | Dynegy Moss Landing Power Plant | 2009
260 | Dynegy Moss Landing Power Plant | 2010
260 | Dynegy Moss Landing Power Plant | 2011
260 | Dynegy Moss Landing Power Plant | 2012
260 | Dynegy Moss Landing Power Plant | 2013
260 | Dynegy Moss Landing Power Plant | 2014
260 | Dynegy Moss Landing Power Plant | 2015
260 | Dynegy Moss Landing Power Plant | 2016
260 | Dynegy Moss Landing Power Plant | 2017
260 | Dynegy Moss Landing Power Plant | 2018
260 | Dynegy Moss Landing Power Plant | 2019
260 | Dynegy Moss Landing Power Plant | 2020
271 | Pittsburg | 2000
271 | Pittsburg | 2001
271 | Pittsburg | 2002
271 | Pittsburg | 2003
271 | Pittsburg | 2004
271 | Pittsburg | 2005
271 | Pittsburg | 2006
271 | Pittsburg | 2007
271 | Pittsburg | 2008
271 | Pittsburg | 2009
271 | Pittsburg | 2010
271 | Pittsburg | 2011
271 | Pittsburg | 2012
271 | Pittsburg | 2013
271 | Pittsburg | 2014
271 | Pittsburg | 2015
271 | Pittsburg | 2016
271 | Pittsburg | 2017
273 | Potrero | 2000
273 | Potrero | 2001
273 | Potrero | 2002
273 | Potrero | 2003
273 | Potrero | 2004
273 | Potrero | 2005
273 | Potrero | 2006
273 | Potrero | 2007
273 | Potrero | 2008
273 | Potrero | 2009
273 | Potrero | 2010
273 | Potrero | 2011
298 | Limestone | 2000
298 | Limestone | 2001
298 | Limestone | 2002
298 | Limestone | 2003
298 | Limestone | 2004
298 | Limestone | 2005
298 | Limestone | 2006
298 | Limestone | 2007
298 | Limestone | 2008
298 | Limestone | 2009
298 | Limestone | 2010
298 | Limestone | 2011
298 | Limestone | 2012
298 | Limestone | 2013
298 | Limestone | 2014
298 | Limestone | 2015
298 | Limestone | 2016
298 | Limestone | 2017
298 | Limestone | 2018
298 | Limestone | 2019
298 | Limestone | 2020
302 | Encina | 2000
302 | Encina | 2001
302 | Encina | 2002
302 | Encina | 2003
302 | Encina | 2004
302 | Encina | 2005
302 | Encina | 2006
302 | Encina | 2007
302 | Encina | 2008
302 | Encina | 2009
302 | Encina | 2010
302 | Encina | 2011
302 | Encina | 2012
302 | Encina | 2013
302 | Encina | 2014
302 | Encina | 2015
302 | Encina | 2016
302 | Encina | 2017
302 | Encina | 2018
310 | Dynegy South Bay Power Plant | 2000
310 | Dynegy South Bay Power Plant | 2001
310 | Dynegy South Bay Power Plant | 2002
310 | Dynegy South Bay Power Plant | 2003
310 | Dynegy South Bay Power Plant | 2004
310 | Dynegy South Bay Power Plant | 2005
310 | Dynegy South Bay Power Plant | 2006
310 | Dynegy South Bay Power Plant | 2007
310 | Dynegy South Bay Power Plant | 2008
310 | Dynegy South Bay Power Plant | 2009
310 | Dynegy South Bay Power Plant | 2010
310 | Dynegy South Bay Power Plant | 2011
312 | Refuse & Coal | 2000
315 | AES Alamitos LLC | 2000
315 | AES Alamitos LLC | 2001
315 | AES Alamitos LLC | 2002
315 | AES Alamitos LLC | 2003
315 | AES Alamitos LLC | 2004
315 | AES Alamitos LLC | 2005
315 | AES Alamitos LLC | 2006
315 | AES Alamitos LLC | 2007
315 | AES Alamitos LLC | 2008
315 | AES Alamitos LLC | 2009
315 | AES Alamitos LLC | 2010
315 | AES Alamitos LLC | 2011
315 | AES Alamitos LLC | 2012
315 | AES Alamitos LLC | 2013
315 | AES Alamitos LLC | 2014
315 | AES Alamitos LLC | 2015
315 | AES Alamitos LLC | 2016
315 | AES Alamitos LLC | 2017
315 | AES Alamitos LLC | 2018
315 | AES Alamitos LLC | 2019
315 | AES Alamitos LLC | 2020
329 | Cool Water | 2000
329 | Cool Water | 2001
329 | Cool Water | 2002
329 | Cool Water | 2003
329 | Cool Water | 2004
329 | Cool Water | 2005
329 | Cool Water | 2006
329 | Cool Water | 2007
329 | Cool Water | 2008
329 | Cool Water | 2009
329 | Cool Water | 2010
329 | Cool Water | 2011
329 | Cool Water | 2012
329 | Cool Water | 2013
329 | Cool Water | 2014
330 | El Segundo | 2000
330 | El Segundo | 2001
330 | El Segundo | 2002
330 | El Segundo | 2003
330 | El Segundo | 2004
330 | El Segundo | 2005
330 | El Segundo | 2006
330 | El Segundo | 2007
330 | El Segundo | 2008
330 | El Segundo | 2009
330 | El Segundo | 2010
330 | El Segundo | 2011
330 | El Segundo | 2012
330 | El Segundo | 2013
330 | El Segundo | 2014
330 | El Segundo | 2015
331 | Etiwanda | 2000
331 | Etiwanda | 2001
331 | Etiwanda | 2002
331 | Etiwanda | 2003
331 | Etiwanda | 2004
331 | Etiwanda | 2005
331 | Etiwanda | 2006
331 | Etiwanda | 2007
331 | Etiwanda | 2008
331 | Etiwanda | 2009
331 | Etiwanda | 2010
331 | Etiwanda | 2011
331 | Etiwanda | 2012
331 | Etiwanda | 2013
331 | Etiwanda | 2014
331 | Etiwanda | 2015
331 | Etiwanda | 2016
331 | Etiwanda | 2017
331 | Etiwanda | 2018
334 | Highgrove | 2000
335 | AES Huntington Beach LLC | 2000
335 | AES Huntington Beach LLC | 2001
335 | AES Huntington Beach LLC | 2002
335 | AES Huntington Beach LLC | 2003
335 | AES Huntington Beach LLC | 2004
335 | AES Huntington Beach LLC | 2005
335 | AES Huntington Beach LLC | 2006
335 | AES Huntington Beach LLC | 2007
335 | AES Huntington Beach LLC | 2008
335 | AES Huntington Beach LLC | 2009
335 | AES Huntington Beach LLC | 2010
335 | AES Huntington Beach LLC | 2011
335 | AES Huntington Beach LLC | 2012
335 | AES Huntington Beach LLC | 2013
335 | AES Huntington Beach LLC | 2014
335 | AES Huntington Beach LLC | 2015
335 | AES Huntington Beach LLC | 2016
335 | AES Huntington Beach LLC | 2017
335 | AES Huntington Beach LLC | 2018
335 | AES Huntington Beach LLC | 2019
335 | AES Huntington Beach LLC | 2020
341 | Long Beach | 2000
341 | Long Beach | 2001
341 | Long Beach | 2002
341 | Long Beach | 2003
341 | Long Beach | 2004
345 | Mandalay | 2000
345 | Mandalay | 2001
345 | Mandalay | 2002
345 | Mandalay | 2003
345 | Mandalay | 2004
345 | Mandalay | 2005
345 | Mandalay | 2006
345 | Mandalay | 2007
345 | Mandalay | 2008
345 | Mandalay | 2009
345 | Mandalay | 2010
345 | Mandalay | 2011
345 | Mandalay | 2012
345 | Mandalay | 2013
345 | Mandalay | 2014
345 | Mandalay | 2015
345 | Mandalay | 2016
345 | Mandalay | 2017
345 | Mandalay | 2018
350 | Ormond Beach | 2000
350 | Ormond Beach | 2001
350 | Ormond Beach | 2002
350 | Ormond Beach | 2003
350 | Ormond Beach | 2004
350 | Ormond Beach | 2005
350 | Ormond Beach | 2006
350 | Ormond Beach | 2007
350 | Ormond Beach | 2008
350 | Ormond Beach | 2009
350 | Ormond Beach | 2010
350 | Ormond Beach | 2011
350 | Ormond Beach | 2012
350 | Ormond Beach | 2013
350 | Ormond Beach | 2014
350 | Ormond Beach | 2015
350 | Ormond Beach | 2016
350 | Ormond Beach | 2017
350 | Ormond Beach | 2018
350 | Ormond Beach | 2019
350 | Ormond Beach | 2020
356 | AES Redondo Beach LLC | 2000
356 | AES Redondo Beach LLC | 2001
356 | AES Redondo Beach LLC | 2002
356 | AES Redondo Beach LLC | 2003
356 | AES Redondo Beach LLC | 2004
356 | AES Redondo Beach LLC | 2005
356 | AES Redondo Beach LLC | 2006
356 | AES Redondo Beach LLC | 2007
356 | AES Redondo Beach LLC | 2008
356 | AES Redondo Beach LLC | 2009
356 | AES Redondo Beach LLC | 2010
356 | AES Redondo Beach LLC | 2011
356 | AES Redondo Beach LLC | 2012
356 | AES Redondo Beach LLC | 2013
356 | AES Redondo Beach LLC | 2014
356 | AES Redondo Beach LLC | 2015
356 | AES Redondo Beach LLC | 2016
356 | AES Redondo Beach LLC | 2017
356 | AES Redondo Beach LLC | 2018
356 | AES Redondo Beach LLC | 2019
356 | AES Redondo Beach LLC | 2020
358 | Mountainview Generating Station | 2000
358 | Mountainview Generating Station | 2001
358 | Mountainview Generating Station | 2005
358 | Mountainview Generating Station | 2006
358 | Mountainview Generating Station | 2007
358 | Mountainview Generating Station | 2008
358 | Mountainview Generating Station | 2009
358 | Mountainview Generating Station | 2010
358 | Mountainview Generating Station | 2011
358 | Mountainview Generating Station | 2012
358 | Mountainview Generating Station | 2013
358 | Mountainview Generating Station | 2014
358 | Mountainview Generating Station | 2015
358 | Mountainview Generating Station | 2016
358 | Mountainview Generating Station | 2017
358 | Mountainview Generating Station | 2018
358 | Mountainview Generating Station | 2019
358 | Mountainview Generating Station | 2020
360 | San Onofre | 2000
360 | San Onofre | 2001
360 | San Onofre | 2002
360 | San Onofre | 2003
360 | San Onofre | 2004
360 | San Onofre | 2005
360 | San Onofre | 2006
360 | San Onofre | 2007
360 | San Onofre | 2008
360 | San Onofre | 2009
360 | San Onofre | 2010
360 | San Onofre | 2011
360 | San Onofre | 2012
360 | San Onofre | 2013
371 | Columbia Generating | 2000
371 | Columbia Generating | 2001
371 | Columbia Generating | 2002
371 | Columbia Generating | 2003
371 | Columbia Generating | 2004
371 | Columbia Generating | 2005
371 | Columbia Generating | 2006
371 | Columbia Generating | 2007
371 | Columbia Generating | 2008
371 | Columbia Generating | 2009
371 | Columbia Generating | 2010
371 | Columbia Generating | 2011
371 | Columbia Generating | 2012
371 | Columbia Generating | 2013
371 | Columbia Generating | 2014
371 | Columbia Generating | 2015
371 | Columbia Generating | 2016
371 | Columbia Generating | 2017
371 | Columbia Generating | 2018
371 | Columbia Generating | 2019
371 | Columbia Generating | 2020
375 | Magnolia | 2000
375 | Magnolia | 2001
375 | Magnolia | 2002
377 | Grayson | 2000
377 | Grayson | 2001
377 | Grayson | 2002
377 | Grayson | 2003
377 | Grayson | 2004
377 | Grayson | 2005
377 | Grayson | 2006
377 | Grayson | 2007
377 | Grayson | 2008
377 | Grayson | 2009
377 | Grayson | 2010
377 | Grayson | 2011
377 | Grayson | 2012
377 | Grayson | 2013
377 | Grayson | 2014
377 | Grayson | 2015
377 | Grayson | 2016
377 | Grayson | 2017
377 | Grayson | 2018
377 | Grayson | 2019
377 | Grayson | 2020
384 | Joliet 29 | 2000
384 | Joliet 29 | 2001
384 | Joliet 29 | 2002
384 | Joliet 29 | 2003
384 | Joliet 29 | 2004
384 | Joliet 29 | 2005
384 | Joliet 29 | 2006
384 | Joliet 29 | 2007
384 | Joliet 29 | 2008
384 | Joliet 29 | 2009
384 | Joliet 29 | 2010
384 | Joliet 29 | 2011
384 | Joliet 29 | 2012
384 | Joliet 29 | 2013
384 | Joliet 29 | 2014
384 | Joliet 29 | 2015
384 | Joliet 29 | 2016
384 | Joliet 29 | 2017
384 | Joliet 29 | 2018
384 | Joliet 29 | 2019
384 | Joliet 29 | 2020
389 | El Centro | 2000
389 | El Centro | 2001
389 | El Centro | 2002
389 | El Centro | 2003
389 | El Centro | 2004
389 | El Centro | 2005
389 | El Centro | 2006
389 | El Centro | 2007
389 | El Centro | 2008
389 | El Centro | 2009
389 | El Centro | 2010
389 | El Centro | 2011
389 | El Centro | 2012
389 | El Centro | 2013
389 | El Centro | 2014
389 | El Centro | 2015
389 | El Centro | 2016
389 | El Centro | 2017
389 | El Centro | 2018
389 | El Centro | 2019
389 | El Centro | 2020
399 | Harbor | 2000
399 | Harbor | 2001
399 | Harbor | 2002
399 | Harbor | 2005
399 | Harbor | 2006
399 | Harbor | 2007
399 | Harbor | 2008
399 | Harbor | 2009
399 | Harbor | 2010
399 | Harbor | 2011
399 | Harbor | 2012
399 | Harbor | 2013
399 | Harbor | 2014
399 | Harbor | 2015
399 | Harbor | 2016
399 | Harbor | 2017
399 | Harbor | 2018
399 | Harbor | 2019
399 | Harbor | 2020
400 | Haynes | 2000
400 | Haynes | 2001
400 | Haynes | 2002
400 | Haynes | 2003
400 | Haynes | 2004
400 | Haynes | 2005
400 | Haynes | 2006
400 | Haynes | 2007
400 | Haynes | 2008
400 | Haynes | 2009
400 | Haynes | 2010
400 | Haynes | 2011
400 | Haynes | 2012
400 | Haynes | 2013
400 | Haynes | 2014
400 | Haynes | 2015
400 | Haynes | 2016
400 | Haynes | 2017
400 | Haynes | 2018
400 | Haynes | 2019
400 | Haynes | 2020
404 | Scattergood | 2000
404 | Scattergood | 2001
404 | Scattergood | 2002
404 | Scattergood | 2003
404 | Scattergood | 2004
404 | Scattergood | 2005
404 | Scattergood | 2006
404 | Scattergood | 2007
404 | Scattergood | 2008
404 | Scattergood | 2009
404 | Scattergood | 2010
404 | Scattergood | 2011
404 | Scattergood | 2012
404 | Scattergood | 2013
404 | Scattergood | 2014
404 | Scattergood | 2015
404 | Scattergood | 2016
404 | Scattergood | 2017
404 | Scattergood | 2018
404 | Scattergood | 2019
404 | Scattergood | 2020
408 | Valley | 2000
408 | Valley | 2001
408 | Valley | 2002
408 | Valley | 2003
408 | Valley | 2004
408 | Valley | 2005
408 | Valley | 2006
408 | Valley | 2007
408 | Valley | 2008
408 | Valley | 2009
408 | Valley | 2010
408 | Valley | 2011
408 | Valley | 2012
408 | Valley | 2013
408 | Valley | 2014
408 | Valley | 2015
408 | Valley | 2016
408 | Valley | 2017
408 | Valley | 2018
408 | Valley | 2019
408 | Valley | 2020
420 | Broadway | 2000
420 | Broadway | 2001
420 | Broadway | 2002
420 | Broadway | 2003
420 | Broadway | 2006
420 | Broadway | 2007
420 | Broadway | 2008
420 | Broadway | 2009
420 | Broadway | 2010
420 | Broadway | 2011
420 | Broadway | 2012
420 | Broadway | 2013
420 | Broadway | 2014
420 | Broadway | 2015
420 | Broadway | 2016
422 | Glenarm | 2001
422 | Glenarm | 2002
422 | Glenarm | 2016
422 | Glenarm | 2017
422 | Glenarm | 2018
422 | Glenarm | 2019
422 | Glenarm | 2020
460 | Pueblo | 2000
460 | Pueblo | 2001
460 | Pueblo | 2002
460 | Pueblo | 2003
460 | Pueblo | 2004
460 | Pueblo | 2005
460 | Pueblo | 2006
460 | Pueblo | 2007
460 | Pueblo | 2008
460 | Pueblo | 2009
460 | Pueblo | 2010
460 | Pueblo | 2011
460 | Pueblo | 2012
462 | W N Clark | 2000
462 | W N Clark | 2001
462 | W N Clark | 2002
462 | W N Clark | 2003
462 | W N Clark | 2004
462 | W N Clark | 2005
462 | W N Clark | 2006
462 | W N Clark | 2007
462 | W N Clark | 2008
462 | W N Clark | 2009
462 | W N Clark | 2010
462 | W N Clark | 2011
462 | W N Clark | 2012
465 | Arapahoe | 2000
465 | Arapahoe | 2001
465 | Arapahoe | 2002
465 | Arapahoe | 2003
465 | Arapahoe | 2004
465 | Arapahoe | 2005
465 | Arapahoe | 2006
465 | Arapahoe | 2007
465 | Arapahoe | 2008
465 | Arapahoe | 2009
465 | Arapahoe | 2010
465 | Arapahoe | 2011
465 | Arapahoe | 2012
465 | Arapahoe | 2013
468 | Cameo | 2000
468 | Cameo | 2001
468 | Cameo | 2002
468 | Cameo | 2003
468 | Cameo | 2004
468 | Cameo | 2005
468 | Cameo | 2006
468 | Cameo | 2007
468 | Cameo | 2008
468 | Cameo | 2009
468 | Cameo | 2010
469 | Cherokee | 2000
469 | Cherokee | 2001
469 | Cherokee | 2002
469 | Cherokee | 2003
469 | Cherokee | 2004
469 | Cherokee | 2005
469 | Cherokee | 2006
469 | Cherokee | 2007
469 | Cherokee | 2008
469 | Cherokee | 2009
469 | Cherokee | 2010
469 | Cherokee | 2011
469 | Cherokee | 2012
469 | Cherokee | 2013
469 | Cherokee | 2014
469 | Cherokee | 2015
469 | Cherokee | 2016
469 | Cherokee | 2017
469 | Cherokee | 2018
469 | Cherokee | 2019
469 | Cherokee | 2020
470 | Comanche | 2000
470 | Comanche | 2001
470 | Comanche | 2002
470 | Comanche | 2003
470 | Comanche | 2004
470 | Comanche | 2005
470 | Comanche | 2006
470 | Comanche | 2007
470 | Comanche | 2008
470 | Comanche | 2009
470 | Comanche | 2010
470 | Comanche | 2011
470 | Comanche | 2012
470 | Comanche | 2013
470 | Comanche | 2014
470 | Comanche | 2015
470 | Comanche | 2016
470 | Comanche | 2017
470 | Comanche | 2018
470 | Comanche | 2019
470 | Comanche | 2020
477 | Valmont | 2000
477 | Valmont | 2001
477 | Valmont | 2002
477 | Valmont | 2003
477 | Valmont | 2004
477 | Valmont | 2005
477 | Valmont | 2006
477 | Valmont | 2007
477 | Valmont | 2008
477 | Valmont | 2009
477 | Valmont | 2010
477 | Valmont | 2011
477 | Valmont | 2012
477 | Valmont | 2013
477 | Valmont | 2014
477 | Valmont | 2015
477 | Valmont | 2016
477 | Valmont | 2017
478 | Zuni | 2000
478 | Zuni | 2001
478 | Zuni | 2002
478 | Zuni | 2003
478 | Zuni | 2004
478 | Zuni | 2005
478 | Zuni | 2006
478 | Zuni | 2007
478 | Zuni | 2008
478 | Zuni | 2009
478 | Zuni | 2010
478 | Zuni | 2011
478 | Zuni | 2012
478 | Zuni | 2013
478 | Zuni | 2014
478 | Zuni | 2015
492 | Martin Drake | 2000
492 | Martin Drake | 2001
492 | Martin Drake | 2002
492 | Martin Drake | 2003
492 | Martin Drake | 2004
492 | Martin Drake | 2005
492 | Martin Drake | 2006
492 | Martin Drake | 2007
492 | Martin Drake | 2008
492 | Martin Drake | 2009
492 | Martin Drake | 2010
492 | Martin Drake | 2011
492 | Martin Drake | 2012
492 | Martin Drake | 2013
492 | Martin Drake | 2014
492 | Martin Drake | 2015
492 | Martin Drake | 2016
492 | Martin Drake | 2017
492 | Martin Drake | 2018
492 | Martin Drake | 2019
492 | Martin Drake | 2020
493 | George Birdsall | 2000
493 | George Birdsall | 2001
493 | George Birdsall | 2002
493 | George Birdsall | 2003
493 | George Birdsall | 2004
493 | George Birdsall | 2005
493 | George Birdsall | 2006
493 | George Birdsall | 2007
493 | George Birdsall | 2008
493 | George Birdsall | 2009
493 | George Birdsall | 2010
493 | George Birdsall | 2011
493 | George Birdsall | 2012
493 | George Birdsall | 2013
493 | George Birdsall | 2014
493 | George Birdsall | 2015
493 | George Birdsall | 2016
493 | George Birdsall | 2017
493 | George Birdsall | 2018
493 | George Birdsall | 2019
493 | George Birdsall | 2020
511 | Trinidad | 2000
511 | Trinidad | 2001
511 | Trinidad | 2002
525 | Hayden | 2000
525 | Hayden | 2001
525 | Hayden | 2002
525 | Hayden | 2003
525 | Hayden | 2004
525 | Hayden | 2005
525 | Hayden | 2006
525 | Hayden | 2007
525 | Hayden | 2008
525 | Hayden | 2009
525 | Hayden | 2010
525 | Hayden | 2011
525 | Hayden | 2012
525 | Hayden | 2013
525 | Hayden | 2014
525 | Hayden | 2015
525 | Hayden | 2016
525 | Hayden | 2017
525 | Hayden | 2018
525 | Hayden | 2019
525 | Hayden | 2020
527 | Nucla | 2000
527 | Nucla | 2001
527 | Nucla | 2002
527 | Nucla | 2003
527 | Nucla | 2004
527 | Nucla | 2005
527 | Nucla | 2006
527 | Nucla | 2007
527 | Nucla | 2008
527 | Nucla | 2009
527 | Nucla | 2010
527 | Nucla | 2011
527 | Nucla | 2012
527 | Nucla | 2013
527 | Nucla | 2014
527 | Nucla | 2015
527 | Nucla | 2016
527 | Nucla | 2017
527 | Nucla | 2018
527 | Nucla | 2019
533 | McWilliams | 2000
533 | McWilliams | 2001
533 | McWilliams | 2002
533 | McWilliams | 2003
533 | McWilliams | 2004
533 | McWilliams | 2005
533 | McWilliams | 2006
533 | McWilliams | 2007
533 | McWilliams | 2008
533 | McWilliams | 2009
533 | McWilliams | 2010
533 | McWilliams | 2011
533 | McWilliams | 2012
533 | McWilliams | 2013
533 | McWilliams | 2014
533 | McWilliams | 2015
533 | McWilliams | 2016
533 | McWilliams | 2017
533 | McWilliams | 2018
533 | McWilliams | 2019
533 | McWilliams | 2020
544 | Devon | 2000
544 | Devon | 2001
544 | Devon | 2002
544 | Devon | 2003
544 | Devon | 2004
544 | Devon | 2007
546 | Montville | 2000
546 | Montville | 2001
546 | Montville | 2002
546 | Montville | 2003
546 | Montville | 2004
546 | Montville | 2005
546 | Montville | 2006
546 | Montville | 2007
546 | Montville | 2008
546 | Montville | 2009
546 | Montville | 2010
546 | Montville | 2011
546 | Montville | 2012
546 | Montville | 2013
546 | Montville | 2014
546 | Montville | 2015
546 | Montville | 2016
546 | Montville | 2017
546 | Montville | 2018
546 | Montville | 2019
546 | Montville | 2020
548 | Norwalk Harbor | 2000
548 | Norwalk Harbor | 2001
548 | Norwalk Harbor | 2002
548 | Norwalk Harbor | 2003
548 | Norwalk Harbor | 2004
548 | Norwalk Harbor | 2005
548 | Norwalk Harbor | 2006
548 | Norwalk Harbor | 2007
548 | Norwalk Harbor | 2008
548 | Norwalk Harbor | 2009
548 | Norwalk Harbor | 2010
548 | Norwalk Harbor | 2011
548 | Norwalk Harbor | 2012
548 | Norwalk Harbor | 2013
550 | Kettle Falls | 2000
550 | Kettle Falls | 2001
550 | Kettle Falls | 2002
550 | Kettle Falls | 2003
550 | Kettle Falls | 2004
550 | Kettle Falls | 2005
550 | Kettle Falls | 2006
550 | Kettle Falls | 2007
550 | Kettle Falls | 2008
550 | Kettle Falls | 2009
550 | Kettle Falls | 2010
550 | Kettle Falls | 2011
550 | Kettle Falls | 2012
550 | Kettle Falls | 2013
550 | Kettle Falls | 2014
550 | Kettle Falls | 2015
550 | Kettle Falls | 2016
550 | Kettle Falls | 2017
550 | Kettle Falls | 2018
550 | Kettle Falls | 2019
550 | Kettle Falls | 2020
562 | Middletown | 2000
562 | Middletown | 2001
562 | Middletown | 2002
562 | Middletown | 2003
562 | Middletown | 2004
562 | Middletown | 2005
562 | Middletown | 2006
562 | Middletown | 2007
562 | Middletown | 2008
562 | Middletown | 2009
562 | Middletown | 2010
562 | Middletown | 2011
562 | Middletown | 2012
562 | Middletown | 2013
562 | Middletown | 2014
562 | Middletown | 2015
562 | Middletown | 2016
562 | Middletown | 2017
562 | Middletown | 2018
562 | Middletown | 2019
562 | Middletown | 2020
563 | South Meadow | 2000
563 | South Meadow | 2001
563 | South Meadow | 2002
564 | Stanton Energy Center | 2000
564 | Stanton Energy Center | 2001
564 | Stanton Energy Center | 2002
564 | Stanton Energy Center | 2003
564 | Stanton Energy Center | 2004
564 | Stanton Energy Center | 2005
564 | Stanton Energy Center | 2006
564 | Stanton Energy Center | 2007
564 | Stanton Energy Center | 2008
564 | Stanton Energy Center | 2009
564 | Stanton Energy Center | 2010
564 | Stanton Energy Center | 2011
564 | Stanton Energy Center | 2012
564 | Stanton Energy Center | 2013
564 | Stanton Energy Center | 2014
564 | Stanton Energy Center | 2015
564 | Stanton Energy Center | 2016
564 | Stanton Energy Center | 2017
564 | Stanton Energy Center | 2018
564 | Stanton Energy Center | 2019
564 | Stanton Energy Center | 2020
566 | Millstone | 2000
566 | Millstone | 2001
566 | Millstone | 2002
566 | Millstone | 2003
566 | Millstone | 2004
566 | Millstone | 2005
566 | Millstone | 2006
566 | Millstone | 2007
566 | Millstone | 2008
566 | Millstone | 2009
566 | Millstone | 2010
566 | Millstone | 2011
566 | Millstone | 2012
566 | Millstone | 2013
566 | Millstone | 2014
566 | Millstone | 2015
566 | Millstone | 2016
566 | Millstone | 2017
566 | Millstone | 2018
566 | Millstone | 2019
566 | Millstone | 2020
568 | Bridgeport Harbor | 2000
568 | Bridgeport Harbor | 2001
568 | Bridgeport Harbor | 2002
568 | Bridgeport Harbor | 2003
568 | Bridgeport Harbor | 2004
568 | Bridgeport Harbor | 2005
568 | Bridgeport Harbor | 2006
568 | Bridgeport Harbor | 2007
568 | Bridgeport Harbor | 2008
568 | Bridgeport Harbor | 2009
568 | Bridgeport Harbor | 2010
568 | Bridgeport Harbor | 2011
568 | Bridgeport Harbor | 2012
568 | Bridgeport Harbor | 2013
568 | Bridgeport Harbor | 2014
568 | Bridgeport Harbor | 2015
568 | Bridgeport Harbor | 2016
568 | Bridgeport Harbor | 2017
568 | Bridgeport Harbor | 2018
568 | Bridgeport Harbor | 2019
568 | Bridgeport Harbor | 2020
589 | J C McNeil | 2000
589 | J C McNeil | 2001
589 | J C McNeil | 2002
589 | J C McNeil | 2003
589 | J C McNeil | 2004
589 | J C McNeil | 2005
589 | J C McNeil | 2006
589 | J C McNeil | 2007
589 | J C McNeil | 2008
589 | J C McNeil | 2009
589 | J C McNeil | 2010
589 | J C McNeil | 2011
589 | J C McNeil | 2012
589 | J C McNeil | 2013
589 | J C McNeil | 2014
589 | J C McNeil | 2015
589 | J C McNeil | 2016
589 | J C McNeil | 2017
589 | J C McNeil | 2018
589 | J C McNeil | 2019
589 | J C McNeil | 2020
593 | Edge Moor | 2000
593 | Edge Moor | 2001
593 | Edge Moor | 2002
593 | Edge Moor | 2003
593 | Edge Moor | 2004
593 | Edge Moor | 2005
593 | Edge Moor | 2006
593 | Edge Moor | 2007
593 | Edge Moor | 2008
593 | Edge Moor | 2009
593 | Edge Moor | 2010
593 | Edge Moor | 2011
593 | Edge Moor | 2012
593 | Edge Moor | 2013
593 | Edge Moor | 2014
593 | Edge Moor | 2015
593 | Edge Moor | 2016
593 | Edge Moor | 2017
593 | Edge Moor | 2018
593 | Edge Moor | 2019
593 | Edge Moor | 2020
594 | Indian River | 2000
594 | Indian River | 2001
594 | Indian River | 2002
594 | Indian River | 2003
594 | Indian River | 2004
594 | Indian River | 2005
594 | Indian River | 2006
594 | Indian River | 2007
594 | Indian River | 2008
594 | Indian River | 2009
594 | Indian River | 2010
594 | Indian River | 2011
594 | Indian River | 2012
594 | Indian River | 2013
594 | Indian River | 2014
594 | Indian River | 2015
594 | Indian River | 2016
594 | Indian River | 2017
594 | Indian River | 2018
594 | Indian River | 2019
594 | Indian River | 2020
599 | McKee Run | 2000
599 | McKee Run | 2001
599 | McKee Run | 2002
599 | McKee Run | 2003
599 | McKee Run | 2004
599 | McKee Run | 2005
599 | McKee Run | 2006
599 | McKee Run | 2007
599 | McKee Run | 2008
599 | McKee Run | 2009
599 | McKee Run | 2010
599 | McKee Run | 2011
599 | McKee Run | 2012
599 | McKee Run | 2013
599 | McKee Run | 2014
599 | McKee Run | 2015
599 | McKee Run | 2016
599 | McKee Run | 2017
599 | McKee Run | 2018
599 | McKee Run | 2019
599 | McKee Run | 2020
602 | Brandon Shores | 2000
602 | Brandon Shores | 2001
602 | Brandon Shores | 2002
602 | Brandon Shores | 2003
602 | Brandon Shores | 2004
602 | Brandon Shores | 2005
602 | Brandon Shores | 2006
602 | Brandon Shores | 2007
602 | Brandon Shores | 2008
602 | Brandon Shores | 2009
602 | Brandon Shores | 2010
602 | Brandon Shores | 2011
602 | Brandon Shores | 2012
602 | Brandon Shores | 2013
602 | Brandon Shores | 2014
602 | Brandon Shores | 2015
602 | Brandon Shores | 2016
602 | Brandon Shores | 2017
602 | Brandon Shores | 2018
602 | Brandon Shores | 2019
602 | Brandon Shores | 2020
603 | Benning | 2000
603 | Benning | 2001
603 | Benning | 2002
603 | Benning | 2003
603 | Benning | 2004
603 | Benning | 2005
603 | Benning | 2006
603 | Benning | 2007
603 | Benning | 2008
603 | Benning | 2009
603 | Benning | 2010
603 | Benning | 2011
603 | Benning | 2012
609 | Cape Canaveral | 2000
609 | Cape Canaveral | 2001
609 | Cape Canaveral | 2002
609 | Cape Canaveral | 2003
609 | Cape Canaveral | 2004
609 | Cape Canaveral | 2005
609 | Cape Canaveral | 2006
609 | Cape Canaveral | 2007
609 | Cape Canaveral | 2008
609 | Cape Canaveral | 2009
609 | Cape Canaveral | 2010
609 | Cape Canaveral | 2013
609 | Cape Canaveral | 2014
609 | Cape Canaveral | 2015
609 | Cape Canaveral | 2016
609 | Cape Canaveral | 2017
609 | Cape Canaveral | 2018
609 | Cape Canaveral | 2019
609 | Cape Canaveral | 2020
610 | Cutler | 2000
610 | Cutler | 2001
610 | Cutler | 2002
610 | Cutler | 2003
610 | Cutler | 2004
610 | Cutler | 2005
610 | Cutler | 2006
610 | Cutler | 2007
610 | Cutler | 2008
610 | Cutler | 2009
612 | Fort Myers | 2000
612 | Fort Myers | 2001
612 | Fort Myers | 2002
612 | Fort Myers | 2003
612 | Fort Myers | 2004
612 | Fort Myers | 2005
612 | Fort Myers | 2006
612 | Fort Myers | 2007
612 | Fort Myers | 2008
612 | Fort Myers | 2009
612 | Fort Myers | 2010
612 | Fort Myers | 2011
612 | Fort Myers | 2012
612 | Fort Myers | 2013
612 | Fort Myers | 2014
612 | Fort Myers | 2015
612 | Fort Myers | 2016
612 | Fort Myers | 2017
612 | Fort Myers | 2018
612 | Fort Myers | 2019
612 | Fort Myers | 2020
613 | Lauderdale | 2000
613 | Lauderdale | 2001
613 | Lauderdale | 2002
613 | Lauderdale | 2003
613 | Lauderdale | 2004
613 | Lauderdale | 2005
613 | Lauderdale | 2006
613 | Lauderdale | 2007
613 | Lauderdale | 2008
613 | Lauderdale | 2009
613 | Lauderdale | 2010
613 | Lauderdale | 2011
613 | Lauderdale | 2012
613 | Lauderdale | 2013
613 | Lauderdale | 2014
613 | Lauderdale | 2015
613 | Lauderdale | 2016
613 | Lauderdale | 2017
613 | Lauderdale | 2018
617 | Port Everglades | 2000
617 | Port Everglades | 2001
617 | Port Everglades | 2002
617 | Port Everglades | 2003
617 | Port Everglades | 2004
617 | Port Everglades | 2005
617 | Port Everglades | 2006
617 | Port Everglades | 2007
617 | Port Everglades | 2008
617 | Port Everglades | 2009
617 | Port Everglades | 2010
617 | Port Everglades | 2011
617 | Port Everglades | 2012
617 | Port Everglades | 2013
617 | Port Everglades | 2016
617 | Port Everglades | 2017
617 | Port Everglades | 2018
617 | Port Everglades | 2019
617 | Port Everglades | 2020
619 | Riviera | 2000
619 | Riviera | 2001
619 | Riviera | 2002
619 | Riviera | 2003
619 | Riviera | 2004
619 | Riviera | 2005
619 | Riviera | 2006
619 | Riviera | 2007
619 | Riviera | 2008
619 | Riviera | 2009
619 | Riviera | 2014
619 | Riviera | 2015
619 | Riviera | 2016
619 | Riviera | 2017
619 | Riviera | 2018
619 | Riviera | 2019
619 | Riviera | 2020
620 | Sanford | 2000
620 | Sanford | 2001
620 | Sanford | 2002
620 | Sanford | 2003
620 | Sanford | 2004
620 | Sanford | 2005
620 | Sanford | 2006
620 | Sanford | 2007
620 | Sanford | 2008
620 | Sanford | 2009
620 | Sanford | 2010
620 | Sanford | 2011
620 | Sanford | 2012
620 | Sanford | 2013
620 | Sanford | 2014
620 | Sanford | 2015
620 | Sanford | 2016
620 | Sanford | 2017
620 | Sanford | 2018
620 | Sanford | 2019
620 | Sanford | 2020
621 | Turkey Point | 2000
621 | Turkey Point | 2001
621 | Turkey Point | 2002
621 | Turkey Point | 2003
621 | Turkey Point | 2004
621 | Turkey Point | 2005
621 | Turkey Point | 2006
621 | Turkey Point | 2007
621 | Turkey Point | 2008
621 | Turkey Point | 2009
621 | Turkey Point | 2010
621 | Turkey Point | 2011
621 | Turkey Point | 2012
621 | Turkey Point | 2013
621 | Turkey Point | 2014
621 | Turkey Point | 2015
621 | Turkey Point | 2016
621 | Turkey Point | 2017
621 | Turkey Point | 2018
621 | Turkey Point | 2019
621 | Turkey Point | 2020
628 | Crystal River | 2000
628 | Crystal River | 2001
628 | Crystal River | 2002
628 | Crystal River | 2003
628 | Crystal River | 2004
628 | Crystal River | 2005
628 | Crystal River | 2006
628 | Crystal River | 2007
628 | Crystal River | 2008
628 | Crystal River | 2009
628 | Crystal River | 2010
628 | Crystal River | 2011
628 | Crystal River | 2012
628 | Crystal River | 2013
628 | Crystal River | 2014
628 | Crystal River | 2015
628 | Crystal River | 2016
628 | Crystal River | 2017
628 | Crystal River | 2018
628 | Crystal River | 2019
628 | Crystal River | 2020
634 | P L Bartow | 2000
634 | P L Bartow | 2001
634 | P L Bartow | 2002
634 | P L Bartow | 2003
634 | P L Bartow | 2004
634 | P L Bartow | 2005
634 | P L Bartow | 2006
634 | P L Bartow | 2007
634 | P L Bartow | 2008
634 | P L Bartow | 2009
634 | P L Bartow | 2010
634 | P L Bartow | 2011
634 | P L Bartow | 2012
634 | P L Bartow | 2013
634 | P L Bartow | 2014
634 | P L Bartow | 2015
634 | P L Bartow | 2016
634 | P L Bartow | 2017
634 | P L Bartow | 2018
634 | P L Bartow | 2019
634 | P L Bartow | 2020
638 | Suwannee River | 2000
638 | Suwannee River | 2001
638 | Suwannee River | 2002
638 | Suwannee River | 2003
638 | Suwannee River | 2004
638 | Suwannee River | 2005
638 | Suwannee River | 2006
638 | Suwannee River | 2007
638 | Suwannee River | 2008
638 | Suwannee River | 2009
638 | Suwannee River | 2010
638 | Suwannee River | 2011
638 | Suwannee River | 2012
638 | Suwannee River | 2013
638 | Suwannee River | 2014
638 | Suwannee River | 2015
638 | Suwannee River | 2016
641 | Crist | 2000
641 | Crist | 2001
641 | Crist | 2002
641 | Crist | 2003
641 | Crist | 2004
641 | Crist | 2005
641 | Crist | 2006
641 | Crist | 2007
641 | Crist | 2008
641 | Crist | 2009
641 | Crist | 2010
641 | Crist | 2011
641 | Crist | 2012
641 | Crist | 2013
641 | Crist | 2014
641 | Crist | 2015
641 | Crist | 2016
641 | Crist | 2017
641 | Crist | 2018
641 | Crist | 2019
641 | Crist | 2020
642 | Scholz | 2000
642 | Scholz | 2001
642 | Scholz | 2002
642 | Scholz | 2003
642 | Scholz | 2004
642 | Scholz | 2005
642 | Scholz | 2006
642 | Scholz | 2007
642 | Scholz | 2008
642 | Scholz | 2009
642 | Scholz | 2010
642 | Scholz | 2011
642 | Scholz | 2012
642 | Scholz | 2013
642 | Scholz | 2014
642 | Scholz | 2015
643 | Lansing Smith | 2000
643 | Lansing Smith | 2001
643 | Lansing Smith | 2002
643 | Lansing Smith | 2003
643 | Lansing Smith | 2004
643 | Lansing Smith | 2005
643 | Lansing Smith | 2006
643 | Lansing Smith | 2007
643 | Lansing Smith | 2008
643 | Lansing Smith | 2009
643 | Lansing Smith | 2010
643 | Lansing Smith | 2011
643 | Lansing Smith | 2012
643 | Lansing Smith | 2013
643 | Lansing Smith | 2014
643 | Lansing Smith | 2015
643 | Lansing Smith | 2016
643 | Lansing Smith | 2017
643 | Lansing Smith | 2018
643 | Lansing Smith | 2019
643 | Lansing Smith | 2020
645 | Big Bend | 2000
645 | Big Bend | 2001
645 | Big Bend | 2002
645 | Big Bend | 2003
645 | Big Bend | 2004
645 | Big Bend | 2005
645 | Big Bend | 2006
645 | Big Bend | 2007
645 | Big Bend | 2008
645 | Big Bend | 2009
645 | Big Bend | 2010
645 | Big Bend | 2011
645 | Big Bend | 2012
645 | Big Bend | 2013
645 | Big Bend | 2014
645 | Big Bend | 2015
645 | Big Bend | 2016
645 | Big Bend | 2017
645 | Big Bend | 2018
645 | Big Bend | 2019
645 | Big Bend | 2020
646 | F J Gannon | 2000
646 | F J Gannon | 2001
646 | F J Gannon | 2002
646 | F J Gannon | 2003
647 | Hookers Point | 2000
647 | Hookers Point | 2001
649 | Vogtle | 2000
649 | Vogtle | 2001
649 | Vogtle | 2002
649 | Vogtle | 2003
649 | Vogtle | 2004
649 | Vogtle | 2005
649 | Vogtle | 2006
649 | Vogtle | 2007
649 | Vogtle | 2008
649 | Vogtle | 2009
649 | Vogtle | 2010
649 | Vogtle | 2011
649 | Vogtle | 2012
649 | Vogtle | 2013
649 | Vogtle | 2014
649 | Vogtle | 2015
649 | Vogtle | 2016
649 | Vogtle | 2017
649 | Vogtle | 2018
649 | Vogtle | 2019
649 | Vogtle | 2020
658 | Henry D King | 2000
658 | Henry D King | 2001
658 | Henry D King | 2002
658 | Henry D King | 2003
658 | Henry D King | 2004
658 | Henry D King | 2005
658 | Henry D King | 2006
658 | Henry D King | 2007
658 | Henry D King | 2008
663 | Deerhaven | 2000
663 | Deerhaven | 2001
663 | Deerhaven | 2002
663 | Deerhaven | 2003
663 | Deerhaven | 2004
663 | Deerhaven | 2005
663 | Deerhaven | 2006
663 | Deerhaven | 2007
663 | Deerhaven | 2008
663 | Deerhaven | 2009
663 | Deerhaven | 2010
663 | Deerhaven | 2011
663 | Deerhaven | 2012
663 | Deerhaven | 2013
663 | Deerhaven | 2014
663 | Deerhaven | 2015
663 | Deerhaven | 2016
663 | Deerhaven | 2017
663 | Deerhaven | 2018
663 | Deerhaven | 2019
663 | Deerhaven | 2020
664 | John R Kelly | 2000
664 | John R Kelly | 2001
664 | John R Kelly | 2002
664 | John R Kelly | 2003
664 | John R Kelly | 2004
664 | John R Kelly | 2005
664 | John R Kelly | 2006
664 | John R Kelly | 2007
664 | John R Kelly | 2008
664 | John R Kelly | 2009
664 | John R Kelly | 2010
664 | John R Kelly | 2011
664 | John R Kelly | 2012
664 | John R Kelly | 2013
664 | John R Kelly | 2014
664 | John R Kelly | 2015
664 | John R Kelly | 2016
664 | John R Kelly | 2017
664 | John R Kelly | 2018
664 | John R Kelly | 2019
664 | John R Kelly | 2020
666 | J D Kennedy | 2000
666 | J D Kennedy | 2001
666 | J D Kennedy | 2002
667 | Northside Generating | 2000
667 | Northside Generating | 2001
667 | Northside Generating | 2002
667 | Northside Generating | 2003
667 | Northside Generating | 2004
667 | Northside Generating | 2005
667 | Northside Generating | 2006
667 | Northside Generating | 2007
667 | Northside Generating | 2008
667 | Northside Generating | 2009
667 | Northside Generating | 2010
667 | Northside Generating | 2011
667 | Northside Generating | 2012
667 | Northside Generating | 2013
667 | Northside Generating | 2014
667 | Northside Generating | 2015
667 | Northside Generating | 2016
667 | Northside Generating | 2017
667 | Northside Generating | 2018
667 | Northside Generating | 2019
667 | Northside Generating | 2020
668 | Southside Generating | 2000
668 | Southside Generating | 2001
672 | Hansel | 2000
672 | Hansel | 2001
672 | Hansel | 2002
672 | Hansel | 2003
672 | Hansel | 2004
672 | Hansel | 2005
672 | Hansel | 2006
672 | Hansel | 2007
672 | Hansel | 2008
672 | Hansel | 2009
672 | Hansel | 2010
672 | Hansel | 2011
672 | Hansel | 2012
673 | Tom G Smith | 2000
673 | Tom G Smith | 2001
673 | Tom G Smith | 2002
673 | Tom G Smith | 2003
673 | Tom G Smith | 2004
673 | Tom G Smith | 2005
673 | Tom G Smith | 2006
673 | Tom G Smith | 2007
673 | Tom G Smith | 2008
673 | Tom G Smith | 2009
673 | Tom G Smith | 2010
673 | Tom G Smith | 2011
673 | Tom G Smith | 2012
673 | Tom G Smith | 2013
673 | Tom G Smith | 2014
673 | Tom G Smith | 2015
673 | Tom G Smith | 2016
673 | Tom G Smith | 2017
673 | Tom G Smith | 2018
673 | Tom G Smith | 2019
673 | Tom G Smith | 2020
675 | Larsen Memorial | 2000
675 | Larsen Memorial | 2001
675 | Larsen Memorial | 2002
675 | Larsen Memorial | 2003
675 | Larsen Memorial | 2004
675 | Larsen Memorial | 2005
675 | Larsen Memorial | 2006
675 | Larsen Memorial | 2007
675 | Larsen Memorial | 2008
675 | Larsen Memorial | 2009
675 | Larsen Memorial | 2010
675 | Larsen Memorial | 2011
675 | Larsen Memorial | 2012
675 | Larsen Memorial | 2013
675 | Larsen Memorial | 2014
675 | Larsen Memorial | 2015
675 | Larsen Memorial | 2016
675 | Larsen Memorial | 2017
675 | Larsen Memorial | 2018
675 | Larsen Memorial | 2019
675 | Larsen Memorial | 2020
676 | C D McIntosh Jr | 2000
676 | C D McIntosh Jr | 2001
676 | C D McIntosh Jr | 2002
676 | C D McIntosh Jr | 2003
676 | C D McIntosh Jr | 2004
676 | C D McIntosh Jr | 2005
676 | C D McIntosh Jr | 2006
676 | C D McIntosh Jr | 2007
676 | C D McIntosh Jr | 2008
676 | C D McIntosh Jr | 2009
676 | C D McIntosh Jr | 2010
676 | C D McIntosh Jr | 2011
676 | C D McIntosh Jr | 2012
676 | C D McIntosh Jr | 2013
676 | C D McIntosh Jr | 2014
676 | C D McIntosh Jr | 2015
676 | C D McIntosh Jr | 2016
676 | C D McIntosh Jr | 2017
676 | C D McIntosh Jr | 2018
676 | C D McIntosh Jr | 2019
676 | C D McIntosh Jr | 2020
683 | Indian River Plant | 2000
683 | Indian River Plant | 2001
683 | Indian River Plant | 2002
688 | Arvah B Hopkins | 2000
688 | Arvah B Hopkins | 2001
688 | Arvah B Hopkins | 2002
688 | Arvah B Hopkins | 2003
688 | Arvah B Hopkins | 2004
688 | Arvah B Hopkins | 2005
688 | Arvah B Hopkins | 2006
688 | Arvah B Hopkins | 2007
688 | Arvah B Hopkins | 2008
688 | Arvah B Hopkins | 2009
688 | Arvah B Hopkins | 2010
688 | Arvah B Hopkins | 2011
688 | Arvah B Hopkins | 2012
688 | Arvah B Hopkins | 2013
688 | Arvah B Hopkins | 2014
688 | Arvah B Hopkins | 2015
688 | Arvah B Hopkins | 2016
688 | Arvah B Hopkins | 2017
688 | Arvah B Hopkins | 2018
688 | Arvah B Hopkins | 2019
688 | Arvah B Hopkins | 2020
689 | S O Purdom | 2000
689 | S O Purdom | 2001
689 | S O Purdom | 2002
689 | S O Purdom | 2003
689 | S O Purdom | 2004
689 | S O Purdom | 2005
689 | S O Purdom | 2006
689 | S O Purdom | 2007
689 | S O Purdom | 2008
689 | S O Purdom | 2009
689 | S O Purdom | 2010
689 | S O Purdom | 2011
689 | S O Purdom | 2012
689 | S O Purdom | 2013
689 | S O Purdom | 2014
689 | S O Purdom | 2015
689 | S O Purdom | 2016
689 | S O Purdom | 2017
689 | S O Purdom | 2018
689 | S O Purdom | 2019
689 | S O Purdom | 2020
693 | Vero Beach Municipal | 2000
693 | Vero Beach Municipal | 2001
693 | Vero Beach Municipal | 2002
693 | Vero Beach Municipal | 2003
693 | Vero Beach Municipal | 2004
693 | Vero Beach Municipal | 2005
693 | Vero Beach Municipal | 2006
693 | Vero Beach Municipal | 2007
693 | Vero Beach Municipal | 2008
693 | Vero Beach Municipal | 2009
693 | Vero Beach Municipal | 2010
693 | Vero Beach Municipal | 2011
693 | Vero Beach Municipal | 2012
693 | Vero Beach Municipal | 2013
693 | Vero Beach Municipal | 2014
693 | Vero Beach Municipal | 2015
699 | Arkwright | 2000
699 | Arkwright | 2001
699 | Arkwright | 2002
700 | Atkinson | 2000
700 | Atkinson | 2001
700 | Atkinson | 2002
703 | Bowen | 2000
703 | Bowen | 2001
703 | Bowen | 2002
703 | Bowen | 2003
703 | Bowen | 2004
703 | Bowen | 2005
703 | Bowen | 2006
703 | Bowen | 2007
703 | Bowen | 2008
703 | Bowen | 2009
703 | Bowen | 2010
703 | Bowen | 2011
703 | Bowen | 2012
703 | Bowen | 2013
703 | Bowen | 2014
703 | Bowen | 2015
703 | Bowen | 2016
703 | Bowen | 2017
703 | Bowen | 2018
703 | Bowen | 2019
703 | Bowen | 2020
708 | Hammond | 2000
708 | Hammond | 2001
708 | Hammond | 2002
708 | Hammond | 2003
708 | Hammond | 2004
708 | Hammond | 2005
708 | Hammond | 2006
708 | Hammond | 2007
708 | Hammond | 2008
708 | Hammond | 2009
708 | Hammond | 2010
708 | Hammond | 2011
708 | Hammond | 2012
708 | Hammond | 2013
708 | Hammond | 2014
708 | Hammond | 2015
708 | Hammond | 2016
708 | Hammond | 2017
708 | Hammond | 2018
708 | Hammond | 2019
709 | Harllee Branch | 2000
709 | Harllee Branch | 2001
709 | Harllee Branch | 2002
709 | Harllee Branch | 2003
709 | Harllee Branch | 2004
709 | Harllee Branch | 2005
709 | Harllee Branch | 2006
709 | Harllee Branch | 2007
709 | Harllee Branch | 2008
709 | Harllee Branch | 2009
709 | Harllee Branch | 2010
709 | Harllee Branch | 2011
709 | Harllee Branch | 2012
709 | Harllee Branch | 2013
709 | Harllee Branch | 2014
709 | Harllee Branch | 2015
710 | Jack McDonough | 2000
710 | Jack McDonough | 2001
710 | Jack McDonough | 2002
710 | Jack McDonough | 2003
710 | Jack McDonough | 2004
710 | Jack McDonough | 2005
710 | Jack McDonough | 2006
710 | Jack McDonough | 2007
710 | Jack McDonough | 2008
710 | Jack McDonough | 2009
710 | Jack McDonough | 2010
710 | Jack McDonough | 2011
710 | Jack McDonough | 2012
710 | Jack McDonough | 2013
710 | Jack McDonough | 2014
710 | Jack McDonough | 2015
710 | Jack McDonough | 2016
710 | Jack McDonough | 2017
710 | Jack McDonough | 2018
710 | Jack McDonough | 2019
710 | Jack McDonough | 2020
715 | McManus | 2000
715 | McManus | 2001
715 | McManus | 2002
715 | McManus | 2003
715 | McManus | 2004
715 | McManus | 2005
715 | McManus | 2006
715 | McManus | 2007
715 | McManus | 2008
715 | McManus | 2009
715 | McManus | 2010
715 | McManus | 2011
715 | McManus | 2012
715 | McManus | 2013
715 | McManus | 2014
715 | McManus | 2015
727 | Mitchell | 2000
727 | Mitchell | 2001
727 | Mitchell | 2002
727 | Mitchell | 2003
727 | Mitchell | 2004
727 | Mitchell | 2005
727 | Mitchell | 2006
727 | Mitchell | 2007
727 | Mitchell | 2008
727 | Mitchell | 2009
727 | Mitchell | 2010
727 | Mitchell | 2011
727 | Mitchell | 2012
727 | Mitchell | 2013
727 | Mitchell | 2014
727 | Mitchell | 2015
727 | Mitchell | 2016
728 | Yates | 2000
728 | Yates | 2001
728 | Yates | 2002
728 | Yates | 2003
728 | Yates | 2004
728 | Yates | 2005
728 | Yates | 2006
728 | Yates | 2007
728 | Yates | 2008
728 | Yates | 2009
728 | Yates | 2010
728 | Yates | 2011
728 | Yates | 2012
728 | Yates | 2013
728 | Yates | 2014
728 | Yates | 2015
728 | Yates | 2016
728 | Yates | 2017
728 | Yates | 2018
728 | Yates | 2019
728 | Yates | 2020
733 | Kraft | 2000
733 | Kraft | 2001
733 | Kraft | 2002
733 | Kraft | 2003
733 | Kraft | 2004
733 | Kraft | 2005
733 | Kraft | 2006
733 | Kraft | 2007
733 | Kraft | 2008
733 | Kraft | 2009
733 | Kraft | 2010
733 | Kraft | 2011
733 | Kraft | 2012
733 | Kraft | 2013
733 | Kraft | 2014
733 | Kraft | 2015
734 | Riverside | 2000
734 | Riverside | 2001
734 | Riverside | 2002
734 | Riverside | 2003
734 | Riverside | 2004
748 | Phillips | 2000
748 | Phillips | 2001
748 | Phillips | 2002
753 | Crisp Plant | 2000
753 | Crisp Plant | 2001
753 | Crisp Plant | 2002
753 | Crisp Plant | 2003
753 | Crisp Plant | 2004
753 | Crisp Plant | 2005
753 | Crisp Plant | 2006
753 | Crisp Plant | 2007
753 | Crisp Plant | 2008
753 | Crisp Plant | 2009
753 | Crisp Plant | 2010
753 | Crisp Plant | 2011
753 | Crisp Plant | 2012
753 | Crisp Plant | 2013
753 | Crisp Plant | 2014
753 | Crisp Plant | 2015
753 | Crisp Plant | 2016
753 | Crisp Plant | 2017
753 | Crisp Plant | 2018
762 | Ponca | 2000
762 | Ponca | 2001
762 | Ponca | 2002
762 | Ponca | 2003
762 | Ponca | 2004
762 | Ponca | 2005
762 | Ponca | 2006
762 | Ponca | 2007
762 | Ponca | 2009
762 | Ponca | 2010
762 | Ponca | 2011
762 | Ponca | 2013
762 | Ponca | 2014
762 | Ponca | 2015
762 | Ponca | 2016
762 | Ponca | 2017
764 | Honolulu | 2000
764 | Honolulu | 2001
764 | Honolulu | 2002
764 | Honolulu | 2003
764 | Honolulu | 2004
764 | Honolulu | 2005
764 | Honolulu | 2006
764 | Honolulu | 2007
764 | Honolulu | 2008
764 | Honolulu | 2009
764 | Honolulu | 2010
764 | Honolulu | 2011
764 | Honolulu | 2012
764 | Honolulu | 2013
764 | Honolulu | 2014
765 | Kahe | 2000
765 | Kahe | 2001
765 | Kahe | 2002
765 | Kahe | 2003
765 | Kahe | 2004
765 | Kahe | 2005
765 | Kahe | 2006
765 | Kahe | 2007
765 | Kahe | 2008
765 | Kahe | 2009
765 | Kahe | 2010
765 | Kahe | 2011
765 | Kahe | 2012
765 | Kahe | 2013
765 | Kahe | 2014
765 | Kahe | 2015
765 | Kahe | 2016
765 | Kahe | 2017
765 | Kahe | 2018
765 | Kahe | 2019
765 | Kahe | 2020
766 | Waiau | 2000
766 | Waiau | 2001
766 | Waiau | 2002
766 | Waiau | 2003
766 | Waiau | 2004
766 | Waiau | 2005
766 | Waiau | 2006
766 | Waiau | 2007
766 | Waiau | 2008
766 | Waiau | 2009
766 | Waiau | 2010
766 | Waiau | 2011
766 | Waiau | 2012
766 | Waiau | 2013
766 | Waiau | 2014
766 | Waiau | 2015
766 | Waiau | 2016
766 | Waiau | 2017
766 | Waiau | 2018
766 | Waiau | 2019
766 | Waiau | 2020
772 | W H Hill | 2000
772 | W H Hill | 2001
772 | W H Hill | 2002
772 | W H Hill | 2003
772 | W H Hill | 2004
772 | W H Hill | 2005
772 | W H Hill | 2006
772 | W H Hill | 2007
772 | W H Hill | 2008
772 | W H Hill | 2009
772 | W H Hill | 2010
772 | W H Hill | 2011
772 | W H Hill | 2012
772 | W H Hill | 2013
772 | W H Hill | 2014
772 | W H Hill | 2015
772 | W H Hill | 2016
772 | W H Hill | 2017
772 | W H Hill | 2018
772 | W H Hill | 2019
772 | W H Hill | 2020
856 | E D Edwards | 2000
856 | E D Edwards | 2001
856 | E D Edwards | 2002
856 | E D Edwards | 2003
856 | E D Edwards | 2004
856 | E D Edwards | 2005
856 | E D Edwards | 2006
856 | E D Edwards | 2007
856 | E D Edwards | 2008
856 | E D Edwards | 2009
856 | E D Edwards | 2010
856 | E D Edwards | 2011
856 | E D Edwards | 2012
856 | E D Edwards | 2013
856 | E D Edwards | 2014
856 | E D Edwards | 2015
856 | E D Edwards | 2016
856 | E D Edwards | 2017
856 | E D Edwards | 2018
856 | E D Edwards | 2019
856 | E D Edwards | 2020
861 | Coffeen | 2000
861 | Coffeen | 2001
861 | Coffeen | 2002
861 | Coffeen | 2003
861 | Coffeen | 2004
861 | Coffeen | 2005
861 | Coffeen | 2006
861 | Coffeen | 2007
861 | Coffeen | 2008
861 | Coffeen | 2009
861 | Coffeen | 2010
861 | Coffeen | 2011
861 | Coffeen | 2012
861 | Coffeen | 2013
861 | Coffeen | 2014
861 | Coffeen | 2015
861 | Coffeen | 2016
861 | Coffeen | 2017
861 | Coffeen | 2018
861 | Coffeen | 2019
862 | Grand Tower | 2001
862 | Grand Tower | 2002
862 | Grand Tower | 2003
862 | Grand Tower | 2004
862 | Grand Tower | 2005
862 | Grand Tower | 2006
862 | Grand Tower | 2007
862 | Grand Tower | 2008
862 | Grand Tower | 2009
862 | Grand Tower | 2010
862 | Grand Tower | 2011
862 | Grand Tower | 2012
862 | Grand Tower | 2013
862 | Grand Tower | 2014
862 | Grand Tower | 2015
862 | Grand Tower | 2016
862 | Grand Tower | 2017
862 | Grand Tower | 2018
862 | Grand Tower | 2019
862 | Grand Tower | 2020
863 | Hutsonville | 2000
863 | Hutsonville | 2001
863 | Hutsonville | 2002
863 | Hutsonville | 2003
863 | Hutsonville | 2004
863 | Hutsonville | 2005
863 | Hutsonville | 2006
863 | Hutsonville | 2007
863 | Hutsonville | 2008
863 | Hutsonville | 2009
863 | Hutsonville | 2010
863 | Hutsonville | 2011
864 | Meredosia | 2000
864 | Meredosia | 2001
864 | Meredosia | 2002
864 | Meredosia | 2003
864 | Meredosia | 2004
864 | Meredosia | 2005
864 | Meredosia | 2006
864 | Meredosia | 2007
864 | Meredosia | 2008
864 | Meredosia | 2009
864 | Meredosia | 2010
864 | Meredosia | 2011
867 | Crawford | 2000
867 | Crawford | 2001
867 | Crawford | 2002
867 | Crawford | 2003
867 | Crawford | 2004
867 | Crawford | 2005
867 | Crawford | 2006
867 | Crawford | 2007
867 | Crawford | 2008
867 | Crawford | 2009
867 | Crawford | 2010
867 | Crawford | 2011
867 | Crawford | 2012
869 | Dresden | 2000
869 | Dresden | 2001
869 | Dresden | 2002
869 | Dresden | 2003
869 | Dresden | 2004
869 | Dresden | 2005
869 | Dresden | 2006
869 | Dresden | 2007
869 | Dresden | 2008
869 | Dresden | 2009
869 | Dresden | 2010
869 | Dresden | 2011
869 | Dresden | 2012
869 | Dresden | 2013
869 | Dresden | 2014
869 | Dresden | 2015
869 | Dresden | 2016
869 | Dresden | 2017
869 | Dresden | 2018
869 | Dresden | 2019
869 | Dresden | 2020
874 | Joliet 9 | 2000
874 | Joliet 9 | 2001
874 | Joliet 9 | 2002
874 | Joliet 9 | 2003
874 | Joliet 9 | 2004
874 | Joliet 9 | 2005
874 | Joliet 9 | 2006
874 | Joliet 9 | 2007
874 | Joliet 9 | 2008
874 | Joliet 9 | 2009
874 | Joliet 9 | 2010
874 | Joliet 9 | 2011
874 | Joliet 9 | 2012
874 | Joliet 9 | 2013
874 | Joliet 9 | 2014
874 | Joliet 9 | 2015
874 | Joliet 9 | 2016
874 | Joliet 9 | 2017
874 | Joliet 9 | 2018
874 | Joliet 9 | 2019
874 | Joliet 9 | 2020
876 | Kincaid Generation LLC | 2000
876 | Kincaid Generation LLC | 2001
876 | Kincaid Generation LLC | 2002
876 | Kincaid Generation LLC | 2003
876 | Kincaid Generation LLC | 2004
876 | Kincaid Generation LLC | 2005
876 | Kincaid Generation LLC | 2006
876 | Kincaid Generation LLC | 2007
876 | Kincaid Generation LLC | 2008
876 | Kincaid Generation LLC | 2009
876 | Kincaid Generation LLC | 2010
876 | Kincaid Generation LLC | 2011
876 | Kincaid Generation LLC | 2012
876 | Kincaid Generation LLC | 2013
876 | Kincaid Generation LLC | 2014
876 | Kincaid Generation LLC | 2015
876 | Kincaid Generation LLC | 2016
876 | Kincaid Generation LLC | 2017
876 | Kincaid Generation LLC | 2018
876 | Kincaid Generation LLC | 2019
876 | Kincaid Generation LLC | 2020
879 | Powerton | 2000
879 | Powerton | 2001
879 | Powerton | 2002
879 | Powerton | 2003
879 | Powerton | 2004
879 | Powerton | 2005
879 | Powerton | 2006
879 | Powerton | 2007
879 | Powerton | 2008
879 | Powerton | 2009
879 | Powerton | 2010
879 | Powerton | 2011
879 | Powerton | 2012
879 | Powerton | 2013
879 | Powerton | 2014
879 | Powerton | 2015
879 | Powerton | 2016
879 | Powerton | 2017
879 | Powerton | 2018
879 | Powerton | 2019
879 | Powerton | 2020
880 | Quad Cities | 2000
880 | Quad Cities | 2001
880 | Quad Cities | 2002
880 | Quad Cities | 2003
880 | Quad Cities | 2004
880 | Quad Cities | 2005
880 | Quad Cities | 2006
880 | Quad Cities | 2007
880 | Quad Cities | 2008
880 | Quad Cities | 2009
880 | Quad Cities | 2010
880 | Quad Cities | 2011
880 | Quad Cities | 2012
880 | Quad Cities | 2013
880 | Quad Cities | 2014
880 | Quad Cities | 2015
880 | Quad Cities | 2016
880 | Quad Cities | 2017
880 | Quad Cities | 2018
880 | Quad Cities | 2019
880 | Quad Cities | 2020
883 | Waukegan | 2000
883 | Waukegan | 2001
883 | Waukegan | 2002
883 | Waukegan | 2003
883 | Waukegan | 2004
883 | Waukegan | 2005
883 | Waukegan | 2006
883 | Waukegan | 2007
883 | Waukegan | 2008
883 | Waukegan | 2009
883 | Waukegan | 2010
883 | Waukegan | 2011
883 | Waukegan | 2012
883 | Waukegan | 2013
883 | Waukegan | 2014
883 | Waukegan | 2015
883 | Waukegan | 2016
883 | Waukegan | 2017
883 | Waukegan | 2018
883 | Waukegan | 2019
883 | Waukegan | 2020
884 | Will County | 2000
884 | Will County | 2001
884 | Will County | 2002
884 | Will County | 2003
884 | Will County | 2004
884 | Will County | 2005
884 | Will County | 2006
884 | Will County | 2007
884 | Will County | 2008
884 | Will County | 2009
884 | Will County | 2010
884 | Will County | 2011
884 | Will County | 2012
884 | Will County | 2013
884 | Will County | 2014
884 | Will County | 2015
884 | Will County | 2016
884 | Will County | 2017
884 | Will County | 2018
884 | Will County | 2019
884 | Will County | 2020
886 | Fisk | 2000
886 | Fisk | 2001
886 | Fisk | 2002
886 | Fisk | 2003
886 | Fisk | 2004
886 | Fisk | 2005
886 | Fisk | 2006
886 | Fisk | 2007
886 | Fisk | 2008
886 | Fisk | 2009
886 | Fisk | 2010
886 | Fisk | 2011
886 | Fisk | 2012
887 | Joppa Steam | 2000
887 | Joppa Steam | 2001
887 | Joppa Steam | 2002
887 | Joppa Steam | 2003
887 | Joppa Steam | 2004
887 | Joppa Steam | 2005
887 | Joppa Steam | 2006
887 | Joppa Steam | 2007
887 | Joppa Steam | 2008
887 | Joppa Steam | 2009
887 | Joppa Steam | 2010
887 | Joppa Steam | 2011
887 | Joppa Steam | 2012
887 | Joppa Steam | 2013
887 | Joppa Steam | 2014
887 | Joppa Steam | 2015
887 | Joppa Steam | 2016
887 | Joppa Steam | 2017
887 | Joppa Steam | 2018
887 | Joppa Steam | 2019
887 | Joppa Steam | 2020
889 | Baldwin | 2000
889 | Baldwin | 2001
889 | Baldwin | 2002
889 | Baldwin | 2003
889 | Baldwin | 2004
889 | Baldwin | 2005
889 | Baldwin | 2006
889 | Baldwin | 2007
889 | Baldwin | 2008
889 | Baldwin | 2009
889 | Baldwin | 2010
889 | Baldwin | 2011
889 | Baldwin | 2012
889 | Baldwin | 2013
889 | Baldwin | 2014
889 | Baldwin | 2015
889 | Baldwin | 2016
889 | Baldwin | 2017
889 | Baldwin | 2018
889 | Baldwin | 2019
889 | Baldwin | 2020
891 | Havana | 2000
891 | Havana | 2001
891 | Havana | 2002
891 | Havana | 2003
891 | Havana | 2004
891 | Havana | 2005
891 | Havana | 2006
891 | Havana | 2007
891 | Havana | 2008
891 | Havana | 2009
891 | Havana | 2010
891 | Havana | 2011
891 | Havana | 2012
891 | Havana | 2013
891 | Havana | 2014
891 | Havana | 2015
891 | Havana | 2016
891 | Havana | 2017
891 | Havana | 2018
891 | Havana | 2019
892 | Hennepin | 2000
892 | Hennepin | 2001
892 | Hennepin | 2002
892 | Hennepin | 2003
892 | Hennepin | 2004
892 | Hennepin | 2005
892 | Hennepin | 2006
892 | Hennepin | 2007
892 | Hennepin | 2008
892 | Hennepin | 2009
892 | Hennepin | 2010
892 | Hennepin | 2011
892 | Hennepin | 2012
892 | Hennepin | 2013
892 | Hennepin | 2014
892 | Hennepin | 2015
892 | Hennepin | 2016
892 | Hennepin | 2017
892 | Hennepin | 2018
892 | Hennepin | 2019
897 | Vermilion | 2000
897 | Vermilion | 2001
897 | Vermilion | 2002
897 | Vermilion | 2003
897 | Vermilion | 2004
897 | Vermilion | 2005
897 | Vermilion | 2006
897 | Vermilion | 2007
897 | Vermilion | 2008
897 | Vermilion | 2009
897 | Vermilion | 2010
897 | Vermilion | 2011
898 | Wood River | 2000
898 | Wood River | 2001
898 | Wood River | 2002
898 | Wood River | 2003
898 | Wood River | 2004
898 | Wood River | 2005
898 | Wood River | 2006
898 | Wood River | 2007
898 | Wood River | 2008
898 | Wood River | 2009
898 | Wood River | 2010
898 | Wood River | 2011
898 | Wood River | 2012
898 | Wood River | 2013
898 | Wood River | 2014
898 | Wood River | 2015
898 | Wood River | 2016
913 | Venice | 2000
913 | Venice | 2001
913 | Venice | 2002
934 | Breese | 2000
934 | Breese | 2001
934 | Breese | 2002
955 | Peru | 2000
955 | Peru | 2001
955 | Peru | 2002
961 | South Main Street | 2000
961 | South Main Street | 2001
961 | South Main Street | 2002
963 | Dallman | 2000
963 | Dallman | 2001
963 | Dallman | 2002
963 | Dallman | 2003
963 | Dallman | 2004
963 | Dallman | 2005
963 | Dallman | 2006
963 | Dallman | 2007
963 | Dallman | 2008
963 | Dallman | 2009
963 | Dallman | 2010
963 | Dallman | 2011
963 | Dallman | 2012
963 | Dallman | 2013
963 | Dallman | 2014
963 | Dallman | 2015
963 | Dallman | 2016
963 | Dallman | 2017
963 | Dallman | 2018
963 | Dallman | 2019
963 | Dallman | 2020
964 | Lakeside | 2000
964 | Lakeside | 2001
964 | Lakeside | 2002
964 | Lakeside | 2003
964 | Lakeside | 2004
964 | Lakeside | 2005
964 | Lakeside | 2006
964 | Lakeside | 2007
964 | Lakeside | 2008
964 | Lakeside | 2009
972 | Winnetka | 2000
972 | Winnetka | 2002
972 | Winnetka | 2003
972 | Winnetka | 2004
972 | Winnetka | 2005
972 | Winnetka | 2006
972 | Winnetka | 2007
972 | Winnetka | 2008
972 | Winnetka | 2009
972 | Winnetka | 2010
972 | Winnetka | 2011
972 | Winnetka | 2012
972 | Winnetka | 2013
972 | Winnetka | 2014
972 | Winnetka | 2015
972 | Winnetka | 2016
972 | Winnetka | 2017
972 | Winnetka | 2018
972 | Winnetka | 2019
972 | Winnetka | 2020
976 | Marion | 2000
976 | Marion | 2001
976 | Marion | 2002
976 | Marion | 2003
976 | Marion | 2004
976 | Marion | 2005
976 | Marion | 2006
976 | Marion | 2007
976 | Marion | 2008
976 | Marion | 2009
976 | Marion | 2010
976 | Marion | 2011
976 | Marion | 2012
976 | Marion | 2013
976 | Marion | 2014
976 | Marion | 2015
976 | Marion | 2016
976 | Marion | 2017
976 | Marion | 2018
976 | Marion | 2019
976 | Marion | 2020
981 | State Line | 2000
981 | State Line | 2001
981 | State Line | 2002
981 | State Line | 2003
981 | State Line | 2004
981 | State Line | 2005
981 | State Line | 2006
981 | State Line | 2007
981 | State Line | 2008
981 | State Line | 2009
981 | State Line | 2010
981 | State Line | 2011
981 | State Line | 2012
983 | Clifty Creek | 2000
983 | Clifty Creek | 2001
983 | Clifty Creek | 2002
983 | Clifty Creek | 2003
983 | Clifty Creek | 2004
983 | Clifty Creek | 2005
983 | Clifty Creek | 2006
983 | Clifty Creek | 2007
983 | Clifty Creek | 2008
983 | Clifty Creek | 2009
983 | Clifty Creek | 2010
983 | Clifty Creek | 2011
983 | Clifty Creek | 2012
983 | Clifty Creek | 2013
983 | Clifty Creek | 2014
983 | Clifty Creek | 2015
983 | Clifty Creek | 2016
983 | Clifty Creek | 2017
983 | Clifty Creek | 2018
983 | Clifty Creek | 2019
983 | Clifty Creek | 2020
988 | Tanners Creek | 2000
988 | Tanners Creek | 2001
988 | Tanners Creek | 2002
988 | Tanners Creek | 2003
988 | Tanners Creek | 2004
988 | Tanners Creek | 2005
988 | Tanners Creek | 2006
988 | Tanners Creek | 2007
988 | Tanners Creek | 2008
988 | Tanners Creek | 2009
988 | Tanners Creek | 2010
988 | Tanners Creek | 2011
988 | Tanners Creek | 2012
988 | Tanners Creek | 2013
988 | Tanners Creek | 2014
988 | Tanners Creek | 2015
990 | Elmer W Stout | 2000
990 | Elmer W Stout | 2001
990 | Elmer W Stout | 2002
990 | Elmer W Stout | 2003
990 | Elmer W Stout | 2004
990 | Elmer W Stout | 2005
990 | Elmer W Stout | 2006
990 | Elmer W Stout | 2007
990 | Elmer W Stout | 2008
990 | Elmer W Stout | 2009
990 | Elmer W Stout | 2010
990 | Elmer W Stout | 2011
990 | Elmer W Stout | 2012
990 | Elmer W Stout | 2013
990 | Elmer W Stout | 2014
990 | Elmer W Stout | 2015
990 | Elmer W Stout | 2016
990 | Elmer W Stout | 2017
990 | Elmer W Stout | 2018
990 | Elmer W Stout | 2019
990 | Elmer W Stout | 2020
991 | Eagle Valley | 2000
991 | Eagle Valley | 2001
991 | Eagle Valley | 2002
991 | Eagle Valley | 2003
991 | Eagle Valley | 2004
991 | Eagle Valley | 2005
991 | Eagle Valley | 2006
991 | Eagle Valley | 2007
991 | Eagle Valley | 2008
991 | Eagle Valley | 2009
991 | Eagle Valley | 2010
991 | Eagle Valley | 2011
991 | Eagle Valley | 2012
991 | Eagle Valley | 2013
991 | Eagle Valley | 2014
991 | Eagle Valley | 2015
991 | Eagle Valley | 2016
991 | Eagle Valley | 2018
991 | Eagle Valley | 2019
991 | Eagle Valley | 2020
992 | CC Perry K | 2000
992 | CC Perry K | 2001
992 | CC Perry K | 2002
992 | CC Perry K | 2004
992 | CC Perry K | 2006
992 | CC Perry K | 2007
992 | CC Perry K | 2008
992 | CC Perry K | 2009
992 | CC Perry K | 2010
992 | CC Perry K | 2011
992 | CC Perry K | 2012
992 | CC Perry K | 2013
992 | CC Perry K | 2014
992 | CC Perry K | 2015
992 | CC Perry K | 2016
992 | CC Perry K | 2017
992 | CC Perry K | 2018
992 | CC Perry K | 2019
992 | CC Perry K | 2020
994 | AES Petersburg | 2000
994 | AES Petersburg | 2001
994 | AES Petersburg | 2002
994 | AES Petersburg | 2003
994 | AES Petersburg | 2004
994 | AES Petersburg | 2005
994 | AES Petersburg | 2006
994 | AES Petersburg | 2007
994 | AES Petersburg | 2008
994 | AES Petersburg | 2009
994 | AES Petersburg | 2010
994 | AES Petersburg | 2011
994 | AES Petersburg | 2012
994 | AES Petersburg | 2013
994 | AES Petersburg | 2014
994 | AES Petersburg | 2015
994 | AES Petersburg | 2016
994 | AES Petersburg | 2017
994 | AES Petersburg | 2018
994 | AES Petersburg | 2019
994 | AES Petersburg | 2020
995 | Bailly | 2000
995 | Bailly | 2001
995 | Bailly | 2002
995 | Bailly | 2003
995 | Bailly | 2004
995 | Bailly | 2005
995 | Bailly | 2006
995 | Bailly | 2007
995 | Bailly | 2008
995 | Bailly | 2009
995 | Bailly | 2010
995 | Bailly | 2011
995 | Bailly | 2012
995 | Bailly | 2013
995 | Bailly | 2014
995 | Bailly | 2015
995 | Bailly | 2016
995 | Bailly | 2017
995 | Bailly | 2018
996 | Dean H Mitchell | 2000
996 | Dean H Mitchell | 2001
996 | Dean H Mitchell | 2002
996 | Dean H Mitchell | 2010
997 | Michigan City | 2000
997 | Michigan City | 2001
997 | Michigan City | 2002
997 | Michigan City | 2003
997 | Michigan City | 2004
997 | Michigan City | 2005
997 | Michigan City | 2006
997 | Michigan City | 2007
997 | Michigan City | 2008
997 | Michigan City | 2009
997 | Michigan City | 2010
997 | Michigan City | 2011
997 | Michigan City | 2012
997 | Michigan City | 2013
997 | Michigan City | 2014
997 | Michigan City | 2015
997 | Michigan City | 2016
997 | Michigan City | 2017
997 | Michigan City | 2018
997 | Michigan City | 2019
997 | Michigan City | 2020
1001 | Cayuga | 2000
1001 | Cayuga | 2001
1001 | Cayuga | 2002
1001 | Cayuga | 2003
1001 | Cayuga | 2004
1001 | Cayuga | 2005
1001 | Cayuga | 2006
1001 | Cayuga | 2007
1001 | Cayuga | 2008
1001 | Cayuga | 2009
1001 | Cayuga | 2010
1001 | Cayuga | 2011
1001 | Cayuga | 2012
1001 | Cayuga | 2013
1001 | Cayuga | 2014
1001 | Cayuga | 2015
1001 | Cayuga | 2016
1001 | Cayuga | 2017
1001 | Cayuga | 2018
1001 | Cayuga | 2019
1001 | Cayuga | 2020
1004 | Edwardsport | 2000
1004 | Edwardsport | 2001
1004 | Edwardsport | 2002
1004 | Edwardsport | 2003
1004 | Edwardsport | 2004
1004 | Edwardsport | 2005
1004 | Edwardsport | 2006
1004 | Edwardsport | 2007
1004 | Edwardsport | 2008
1004 | Edwardsport | 2009
1004 | Edwardsport | 2010
1004 | Edwardsport | 2013
1007 | Noblesville | 2000
1007 | Noblesville | 2001
1007 | Noblesville | 2002
1007 | Noblesville | 2003
1007 | Noblesville | 2004
1007 | Noblesville | 2005
1007 | Noblesville | 2006
1007 | Noblesville | 2007
1007 | Noblesville | 2008
1007 | Noblesville | 2009
1007 | Noblesville | 2010
1007 | Noblesville | 2011
1007 | Noblesville | 2012
1007 | Noblesville | 2013
1007 | Noblesville | 2014
1007 | Noblesville | 2015
1007 | Noblesville | 2016
1007 | Noblesville | 2017
1007 | Noblesville | 2018
1007 | Noblesville | 2019
1007 | Noblesville | 2020
1008 | R Gallagher | 2000
1008 | R Gallagher | 2001
1008 | R Gallagher | 2002
1008 | R Gallagher | 2003
1008 | R Gallagher | 2004
1008 | R Gallagher | 2005
1008 | R Gallagher | 2006
1008 | R Gallagher | 2007
1008 | R Gallagher | 2008
1008 | R Gallagher | 2009
1008 | R Gallagher | 2010
1008 | R Gallagher | 2011
1008 | R Gallagher | 2012
1008 | R Gallagher | 2013
1008 | R Gallagher | 2014
1008 | R Gallagher | 2015
1008 | R Gallagher | 2016
1008 | R Gallagher | 2017
1008 | R Gallagher | 2018
1008 | R Gallagher | 2019
1008 | R Gallagher | 2020
1010 | Wabash River | 2000
1010 | Wabash River | 2001
1010 | Wabash River | 2002
1010 | Wabash River | 2003
1010 | Wabash River | 2004
1010 | Wabash River | 2005
1010 | Wabash River | 2006
1010 | Wabash River | 2007
1010 | Wabash River | 2008
1010 | Wabash River | 2009
1010 | Wabash River | 2010
1010 | Wabash River | 2011
1010 | Wabash River | 2012
1010 | Wabash River | 2013
1010 | Wabash River | 2014
1010 | Wabash River | 2015
1010 | Wabash River | 2016
1012 | F B Culley | 2000
1012 | F B Culley | 2001
1012 | F B Culley | 2002
1012 | F B Culley | 2003
1012 | F B Culley | 2004
1012 | F B Culley | 2005
1012 | F B Culley | 2006
1012 | F B Culley | 2007
1012 | F B Culley | 2008
1012 | F B Culley | 2009
1012 | F B Culley | 2010
1012 | F B Culley | 2011
1012 | F B Culley | 2012
1012 | F B Culley | 2013
1012 | F B Culley | 2014
1012 | F B Culley | 2015
1012 | F B Culley | 2016
1012 | F B Culley | 2017
1012 | F B Culley | 2018
1012 | F B Culley | 2019
1012 | F B Culley | 2020
1016 | Butler Warner Gen | 2000
1016 | Butler Warner Gen | 2001
1016 | Butler Warner Gen | 2002
1016 | Butler Warner Gen | 2003
1016 | Butler Warner Gen | 2004
1016 | Butler Warner Gen | 2005
1016 | Butler Warner Gen | 2006
1016 | Butler Warner Gen | 2007
1016 | Butler Warner Gen | 2008
1016 | Butler Warner Gen | 2009
1016 | Butler Warner Gen | 2010
1016 | Butler Warner Gen | 2011
1016 | Butler Warner Gen | 2012
1016 | Butler Warner Gen | 2013
1016 | Butler Warner Gen | 2014
1016 | Butler Warner Gen | 2015
1016 | Butler Warner Gen | 2016
1016 | Butler Warner Gen | 2017
1016 | Butler Warner Gen | 2018
1016 | Butler Warner Gen | 2019
1016 | Butler Warner Gen | 2020
1024 | Crawfordsville | 2000
1024 | Crawfordsville | 2001
1024 | Crawfordsville | 2002
1024 | Crawfordsville | 2003
1024 | Crawfordsville | 2004
1024 | Crawfordsville | 2005
1024 | Crawfordsville | 2006
1024 | Crawfordsville | 2007
1024 | Crawfordsville | 2008
1024 | Crawfordsville | 2009
1024 | Crawfordsville | 2011
1024 | Crawfordsville | 2014
1024 | Crawfordsville | 2019
1032 | Logansport | 2000
1032 | Logansport | 2001
1032 | Logansport | 2002
1032 | Logansport | 2003
1032 | Logansport | 2004
1032 | Logansport | 2005
1032 | Logansport | 2006
1032 | Logansport | 2007
1032 | Logansport | 2008
1032 | Logansport | 2009
1032 | Logansport | 2010
1032 | Logansport | 2011
1032 | Logansport | 2012
1032 | Logansport | 2013
1032 | Logansport | 2014
1032 | Logansport | 2015
1032 | Logansport | 2016
1037 | Peru | 2000
1037 | Peru | 2001
1037 | Peru | 2002
1037 | Peru | 2003
1037 | Peru | 2004
1037 | Peru | 2005
1037 | Peru | 2006
1037 | Peru | 2007
1037 | Peru | 2008
1037 | Peru | 2009
1037 | Peru | 2010
1037 | Peru | 2011
1037 | Peru | 2012
1040 | Whitewater Valley | 2000
1040 | Whitewater Valley | 2001
1040 | Whitewater Valley | 2002
1040 | Whitewater Valley | 2003
1040 | Whitewater Valley | 2004
1040 | Whitewater Valley | 2005
1040 | Whitewater Valley | 2006
1040 | Whitewater Valley | 2007
1040 | Whitewater Valley | 2008
1040 | Whitewater Valley | 2009
1040 | Whitewater Valley | 2010
1040 | Whitewater Valley | 2011
1040 | Whitewater Valley | 2012
1040 | Whitewater Valley | 2013
1040 | Whitewater Valley | 2014
1040 | Whitewater Valley | 2015
1040 | Whitewater Valley | 2016
1040 | Whitewater Valley | 2017
1040 | Whitewater Valley | 2018
1040 | Whitewater Valley | 2019
1040 | Whitewater Valley | 2020
1043 | Frank E Ratts | 2000
1043 | Frank E Ratts | 2001
1043 | Frank E Ratts | 2002
1043 | Frank E Ratts | 2003
1043 | Frank E Ratts | 2004
1043 | Frank E Ratts | 2005
1043 | Frank E Ratts | 2006
1043 | Frank E Ratts | 2007
1043 | Frank E Ratts | 2008
1043 | Frank E Ratts | 2009
1043 | Frank E Ratts | 2010
1043 | Frank E Ratts | 2011
1043 | Frank E Ratts | 2012
1043 | Frank E Ratts | 2013
1043 | Frank E Ratts | 2014
1043 | Frank E Ratts | 2015
1046 | Dubuque | 2000
1046 | Dubuque | 2001
1046 | Dubuque | 2002
1046 | Dubuque | 2003
1046 | Dubuque | 2004
1046 | Dubuque | 2005
1046 | Dubuque | 2006
1046 | Dubuque | 2007
1046 | Dubuque | 2008
1046 | Dubuque | 2009
1046 | Dubuque | 2010
1046 | Dubuque | 2011
1046 | Dubuque | 2012
1046 | Dubuque | 2013
1046 | Dubuque | 2014
1046 | Dubuque | 2015
1046 | Dubuque | 2016
1046 | Dubuque | 2017
1047 | Lansing | 2000
1047 | Lansing | 2001
1047 | Lansing | 2002
1047 | Lansing | 2003
1047 | Lansing | 2004
1047 | Lansing | 2005
1047 | Lansing | 2006
1047 | Lansing | 2007
1047 | Lansing | 2008
1047 | Lansing | 2009
1047 | Lansing | 2010
1047 | Lansing | 2011
1047 | Lansing | 2012
1047 | Lansing | 2013
1047 | Lansing | 2014
1047 | Lansing | 2015
1047 | Lansing | 2016
1047 | Lansing | 2017
1047 | Lansing | 2018
1047 | Lansing | 2019
1047 | Lansing | 2020
1048 | M L Kapp | 2000
1048 | M L Kapp | 2001
1048 | M L Kapp | 2002
1048 | M L Kapp | 2003
1048 | M L Kapp | 2004
1048 | M L Kapp | 2005
1048 | M L Kapp | 2006
1048 | M L Kapp | 2007
1048 | M L Kapp | 2008
1048 | M L Kapp | 2009
1048 | M L Kapp | 2010
1048 | M L Kapp | 2011
1048 | M L Kapp | 2012
1048 | M L Kapp | 2013
1048 | M L Kapp | 2014
1048 | M L Kapp | 2015
1048 | M L Kapp | 2016
1048 | M L Kapp | 2017
1048 | M L Kapp | 2018
1058 | Sixth Street | 2000
1058 | Sixth Street | 2001
1058 | Sixth Street | 2002
1058 | Sixth Street | 2003
1058 | Sixth Street | 2004
1058 | Sixth Street | 2005
1058 | Sixth Street | 2006
1058 | Sixth Street | 2007
1058 | Sixth Street | 2008
1058 | Sixth Street | 2009
1060 | Duane Arnold | 2000
1060 | Duane Arnold | 2001
1060 | Duane Arnold | 2002
1060 | Duane Arnold | 2003
1060 | Duane Arnold | 2004
1060 | Duane Arnold | 2005
1060 | Duane Arnold | 2006
1060 | Duane Arnold | 2007
1060 | Duane Arnold | 2008
1060 | Duane Arnold | 2009
1060 | Duane Arnold | 2010
1060 | Duane Arnold | 2011
1060 | Duane Arnold | 2012
1060 | Duane Arnold | 2013
1060 | Duane Arnold | 2014
1060 | Duane Arnold | 2015
1060 | Duane Arnold | 2016
1060 | Duane Arnold | 2017
1060 | Duane Arnold | 2018
1060 | Duane Arnold | 2019
1060 | Duane Arnold | 2020
1073 | Prairie Creek | 2000
1073 | Prairie Creek | 2001
1073 | Prairie Creek | 2002
1073 | Prairie Creek | 2003
1073 | Prairie Creek | 2004
1073 | Prairie Creek | 2005
1073 | Prairie Creek | 2006
1073 | Prairie Creek | 2007
1073 | Prairie Creek | 2008
1073 | Prairie Creek | 2009
1073 | Prairie Creek | 2010
1073 | Prairie Creek | 2011
1073 | Prairie Creek | 2012
1073 | Prairie Creek | 2013
1073 | Prairie Creek | 2014
1073 | Prairie Creek | 2015
1073 | Prairie Creek | 2016
1073 | Prairie Creek | 2017
1073 | Prairie Creek | 2018
1073 | Prairie Creek | 2019
1073 | Prairie Creek | 2020
1077 | Sutherland | 2000
1077 | Sutherland | 2001
1077 | Sutherland | 2002
1077 | Sutherland | 2003
1077 | Sutherland | 2004
1077 | Sutherland | 2005
1077 | Sutherland | 2006
1077 | Sutherland | 2007
1077 | Sutherland | 2008
1077 | Sutherland | 2009
1077 | Sutherland | 2010
1077 | Sutherland | 2011
1077 | Sutherland | 2012
1077 | Sutherland | 2013
1077 | Sutherland | 2014
1077 | Sutherland | 2015
1077 | Sutherland | 2016
1077 | Sutherland | 2017
1081 | Riverside | 2000
1081 | Riverside | 2001
1081 | Riverside | 2002
1081 | Riverside | 2003
1081 | Riverside | 2004
1081 | Riverside | 2005
1081 | Riverside | 2006
1081 | Riverside | 2007
1081 | Riverside | 2008
1081 | Riverside | 2009
1081 | Riverside | 2010
1081 | Riverside | 2011
1081 | Riverside | 2012
1081 | Riverside | 2013
1081 | Riverside | 2014
1081 | Riverside | 2015
1081 | Riverside | 2016
1081 | Riverside | 2017
1081 | Riverside | 2018
1081 | Riverside | 2019
1081 | Riverside | 2020
1082 | Council Bluffs | 2000
1082 | Council Bluffs | 2001
1082 | Council Bluffs | 2002
1082 | Council Bluffs | 2003
1082 | Council Bluffs | 2004
1082 | Council Bluffs | 2005
1082 | Council Bluffs | 2006
1082 | Council Bluffs | 2007
1082 | Council Bluffs | 2008
1082 | Council Bluffs | 2009
1082 | Council Bluffs | 2010
1082 | Council Bluffs | 2011
1082 | Council Bluffs | 2012
1082 | Council Bluffs | 2013
1082 | Council Bluffs | 2014
1082 | Council Bluffs | 2015
1082 | Council Bluffs | 2016
1082 | Council Bluffs | 2017
1082 | Council Bluffs | 2018
1082 | Council Bluffs | 2019
1082 | Council Bluffs | 2020
1091 | George Neal North | 2000
1091 | George Neal North | 2001
1091 | George Neal North | 2002
1091 | George Neal North | 2003
1091 | George Neal North | 2004
1091 | George Neal North | 2005
1091 | George Neal North | 2006
1091 | George Neal North | 2007
1091 | George Neal North | 2008
1091 | George Neal North | 2009
1091 | George Neal North | 2010
1091 | George Neal North | 2011
1091 | George Neal North | 2012
1091 | George Neal North | 2013
1091 | George Neal North | 2014
1091 | George Neal North | 2015
1091 | George Neal North | 2016
1091 | George Neal North | 2017
1091 | George Neal North | 2018
1091 | George Neal North | 2019
1091 | George Neal North | 2020
1104 | Burlington | 2000
1104 | Burlington | 2001
1104 | Burlington | 2002
1104 | Burlington | 2003
1104 | Burlington | 2004
1104 | Burlington | 2005
1104 | Burlington | 2006
1104 | Burlington | 2007
1104 | Burlington | 2008
1104 | Burlington | 2009
1104 | Burlington | 2010
1104 | Burlington | 2011
1104 | Burlington | 2012
1104 | Burlington | 2013
1104 | Burlington | 2014
1104 | Burlington | 2015
1104 | Burlington | 2016
1104 | Burlington | 2017
1104 | Burlington | 2018
1104 | Burlington | 2019
1104 | Burlington | 2020
1122 | Ames | 2000
1122 | Ames | 2001
1122 | Ames | 2002
1122 | Ames | 2003
1122 | Ames | 2004
1122 | Ames | 2005
1122 | Ames | 2006
1122 | Ames | 2007
1122 | Ames | 2008
1122 | Ames | 2009
1122 | Ames | 2010
1122 | Ames | 2011
1122 | Ames | 2012
1122 | Ames | 2013
1122 | Ames | 2014
1122 | Ames | 2015
1122 | Ames | 2016
1122 | Ames | 2017
1122 | Ames | 2018
1122 | Ames | 2019
1122 | Ames | 2020
1131 | Streeter ST | 2000
1131 | Streeter ST | 2001
1131 | Streeter ST | 2002
1131 | Streeter ST | 2003
1131 | Streeter ST | 2004
1131 | Streeter ST | 2005
1131 | Streeter ST | 2006
1131 | Streeter ST | 2007
1131 | Streeter ST | 2008
1131 | Streeter ST | 2009
1131 | Streeter ST | 2010
1131 | Streeter ST | 2011
1131 | Streeter ST | 2012
1131 | Streeter ST | 2013
1131 | Streeter ST | 2014
1131 | Streeter ST | 2015
1131 | Streeter ST | 2016
1131 | Streeter ST | 2017
1131 | Streeter ST | 2018
1131 | Streeter ST | 2019
1131 | Streeter ST | 2020
1167 | Muscatine Plant #1 | 2000
1167 | Muscatine Plant #1 | 2001
1167 | Muscatine Plant #1 | 2002
1167 | Muscatine Plant #1 | 2003
1167 | Muscatine Plant #1 | 2004
1167 | Muscatine Plant #1 | 2005
1167 | Muscatine Plant #1 | 2006
1167 | Muscatine Plant #1 | 2007
1167 | Muscatine Plant #1 | 2008
1167 | Muscatine Plant #1 | 2009
1167 | Muscatine Plant #1 | 2010
1167 | Muscatine Plant #1 | 2011
1167 | Muscatine Plant #1 | 2012
1167 | Muscatine Plant #1 | 2013
1167 | Muscatine Plant #1 | 2014
1167 | Muscatine Plant #1 | 2015
1167 | Muscatine Plant #1 | 2016
1167 | Muscatine Plant #1 | 2017
1167 | Muscatine Plant #1 | 2018
1167 | Muscatine Plant #1 | 2019
1167 | Muscatine Plant #1 | 2020
1175 | Pella | 2000
1175 | Pella | 2001
1175 | Pella | 2002
1175 | Pella | 2003
1175 | Pella | 2004
1175 | Pella | 2005
1175 | Pella | 2006
1175 | Pella | 2007
1175 | Pella | 2008
1175 | Pella | 2009
1175 | Pella | 2010
1175 | Pella | 2011
1175 | Pella | 2012
1206 | Summit Lake | 2000
1206 | Summit Lake | 2001
1206 | Summit Lake | 2002
1206 | Summit Lake | 2003
1206 | Summit Lake | 2004
1206 | Summit Lake | 2005
1206 | Summit Lake | 2006
1206 | Summit Lake | 2007
1206 | Summit Lake | 2008
1206 | Summit Lake | 2009
1206 | Summit Lake | 2010
1206 | Summit Lake | 2011
1206 | Summit Lake | 2012
1206 | Summit Lake | 2013
1206 | Summit Lake | 2014
1206 | Summit Lake | 2015
1206 | Summit Lake | 2016
1206 | Summit Lake | 2017
1206 | Summit Lake | 2018
1206 | Summit Lake | 2019
1206 | Summit Lake | 2020
1217 | Earl F Wisdom | 2000
1217 | Earl F Wisdom | 2001
1217 | Earl F Wisdom | 2002
1217 | Earl F Wisdom | 2003
1217 | Earl F Wisdom | 2004
1217 | Earl F Wisdom | 2005
1217 | Earl F Wisdom | 2006
1217 | Earl F Wisdom | 2007
1217 | Earl F Wisdom | 2008
1217 | Earl F Wisdom | 2009
1217 | Earl F Wisdom | 2010
1217 | Earl F Wisdom | 2011
1217 | Earl F Wisdom | 2012
1217 | Earl F Wisdom | 2013
1217 | Earl F Wisdom | 2014
1217 | Earl F Wisdom | 2015
1217 | Earl F Wisdom | 2016
1217 | Earl F Wisdom | 2017
1217 | Earl F Wisdom | 2018
1217 | Earl F Wisdom | 2019
1217 | Earl F Wisdom | 2020
1218 | Fair Station | 2000
1218 | Fair Station | 2001
1218 | Fair Station | 2002
1218 | Fair Station | 2003
1218 | Fair Station | 2004
1218 | Fair Station | 2005
1218 | Fair Station | 2006
1218 | Fair Station | 2007
1218 | Fair Station | 2008
1218 | Fair Station | 2009
1218 | Fair Station | 2010
1218 | Fair Station | 2011
1218 | Fair Station | 2012
1218 | Fair Station | 2013
1230 | Cimarron River | 2000
1230 | Cimarron River | 2001
1230 | Cimarron River | 2002
1230 | Cimarron River | 2003
1230 | Cimarron River | 2004
1230 | Cimarron River | 2005
1230 | Cimarron River | 2006
1230 | Cimarron River | 2007
1230 | Cimarron River | 2008
1230 | Cimarron River | 2009
1230 | Cimarron River | 2010
1230 | Cimarron River | 2011
1230 | Cimarron River | 2012
1230 | Cimarron River | 2013
1230 | Cimarron River | 2014
1230 | Cimarron River | 2015
1230 | Cimarron River | 2016
1230 | Cimarron River | 2017
1230 | Cimarron River | 2018
1230 | Cimarron River | 2019
1230 | Cimarron River | 2020
1233 | Fort Dodge | 2000
1233 | Fort Dodge | 2001
1233 | Fort Dodge | 2002
1233 | Fort Dodge | 2003
1233 | Fort Dodge | 2004
1233 | Fort Dodge | 2005
1233 | Fort Dodge | 2006
1233 | Fort Dodge | 2007
1233 | Fort Dodge | 2008
1233 | Fort Dodge | 2009
1233 | Fort Dodge | 2010
1233 | Fort Dodge | 2011
1233 | Fort Dodge | 2012
1233 | Fort Dodge | 2013
1233 | Fort Dodge | 2014
1233 | Fort Dodge | 2015
1233 | Fort Dodge | 2016
1233 | Fort Dodge | 2017
1233 | Fort Dodge | 2018
1233 | Fort Dodge | 2019
1233 | Fort Dodge | 2020
1235 | Arthur Mullergren | 2000
1235 | Arthur Mullergren | 2001
1235 | Arthur Mullergren | 2002
1235 | Arthur Mullergren | 2003
1235 | Arthur Mullergren | 2004
1235 | Arthur Mullergren | 2005
1235 | Arthur Mullergren | 2006
1235 | Arthur Mullergren | 2007
1235 | Arthur Mullergren | 2008
1235 | Arthur Mullergren | 2009
1235 | Arthur Mullergren | 2010
1235 | Arthur Mullergren | 2011
1235 | Arthur Mullergren | 2012
1235 | Arthur Mullergren | 2013
1235 | Arthur Mullergren | 2014
1235 | Arthur Mullergren | 2015
1235 | Arthur Mullergren | 2016
1235 | Arthur Mullergren | 2017
1235 | Arthur Mullergren | 2018
1235 | Arthur Mullergren | 2019
1235 | Arthur Mullergren | 2020
1239 | Riverton | 2000
1239 | Riverton | 2001
1239 | Riverton | 2002
1239 | Riverton | 2003
1239 | Riverton | 2004
1239 | Riverton | 2005
1239 | Riverton | 2006
1239 | Riverton | 2007
1239 | Riverton | 2008
1239 | Riverton | 2009
1239 | Riverton | 2010
1239 | Riverton | 2011
1239 | Riverton | 2012
1239 | Riverton | 2013
1239 | Riverton | 2014
1239 | Riverton | 2015
1239 | Riverton | 2016
1239 | Riverton | 2017
1239 | Riverton | 2018
1239 | Riverton | 2019
1239 | Riverton | 2020
1240 | Gordon Evans EC | 2000
1240 | Gordon Evans EC | 2001
1240 | Gordon Evans EC | 2002
1240 | Gordon Evans EC | 2003
1240 | Gordon Evans EC | 2004
1240 | Gordon Evans EC | 2005
1240 | Gordon Evans EC | 2006
1240 | Gordon Evans EC | 2007
1240 | Gordon Evans EC | 2008
1240 | Gordon Evans EC | 2009
1240 | Gordon Evans EC | 2010
1240 | Gordon Evans EC | 2011
1240 | Gordon Evans EC | 2012
1240 | Gordon Evans EC | 2013
1240 | Gordon Evans EC | 2014
1240 | Gordon Evans EC | 2015
1240 | Gordon Evans EC | 2016
1240 | Gordon Evans EC | 2017
1240 | Gordon Evans EC | 2018
1241 | La Cygne | 2000
1241 | La Cygne | 2001
1241 | La Cygne | 2002
1241 | La Cygne | 2003
1241 | La Cygne | 2004
1241 | La Cygne | 2005
1241 | La Cygne | 2006
1241 | La Cygne | 2007
1241 | La Cygne | 2008
1241 | La Cygne | 2009
1241 | La Cygne | 2010
1241 | La Cygne | 2011
1241 | La Cygne | 2012
1241 | La Cygne | 2013
1241 | La Cygne | 2014
1241 | La Cygne | 2015
1241 | La Cygne | 2016
1241 | La Cygne | 2017
1241 | La Cygne | 2018
1241 | La Cygne | 2019
1241 | La Cygne | 2020
1242 | Murray Gill | 2000
1242 | Murray Gill | 2001
1242 | Murray Gill | 2002
1242 | Murray Gill | 2003
1242 | Murray Gill | 2004
1242 | Murray Gill | 2005
1242 | Murray Gill | 2006
1242 | Murray Gill | 2007
1242 | Murray Gill | 2008
1242 | Murray Gill | 2009
1242 | Murray Gill | 2010
1242 | Murray Gill | 2011
1242 | Murray Gill | 2012
1242 | Murray Gill | 2013
1242 | Murray Gill | 2014
1242 | Murray Gill | 2015
1242 | Murray Gill | 2016
1242 | Murray Gill | 2017
1242 | Murray Gill | 2018
1243 | Neosho | 2000
1243 | Neosho | 2001
1243 | Neosho | 2002
1243 | Neosho | 2003
1243 | Neosho | 2004
1243 | Neosho | 2005
1243 | Neosho | 2006
1243 | Neosho | 2007
1243 | Neosho | 2008
1243 | Neosho | 2009
1243 | Neosho | 2010
1243 | Neosho | 2011
1243 | Neosho | 2012
1248 | Hutchinson EC | 2000
1248 | Hutchinson EC | 2001
1248 | Hutchinson EC | 2002
1248 | Hutchinson EC | 2003
1248 | Hutchinson EC | 2004
1248 | Hutchinson EC | 2005
1248 | Hutchinson EC | 2006
1248 | Hutchinson EC | 2007
1248 | Hutchinson EC | 2008
1248 | Hutchinson EC | 2009
1248 | Hutchinson EC | 2010
1248 | Hutchinson EC | 2011
1248 | Hutchinson EC | 2012
1248 | Hutchinson EC | 2013
1248 | Hutchinson EC | 2014
1248 | Hutchinson EC | 2015
1250 | Lawrence EC | 2000
1250 | Lawrence EC | 2001
1250 | Lawrence EC | 2002
1250 | Lawrence EC | 2003
1250 | Lawrence EC | 2004
1250 | Lawrence EC | 2005
1250 | Lawrence EC | 2006
1250 | Lawrence EC | 2007
1250 | Lawrence EC | 2008
1250 | Lawrence EC | 2009
1250 | Lawrence EC | 2010
1250 | Lawrence EC | 2011
1250 | Lawrence EC | 2012
1250 | Lawrence EC | 2013
1250 | Lawrence EC | 2014
1250 | Lawrence EC | 2015
1250 | Lawrence EC | 2016
1250 | Lawrence EC | 2017
1250 | Lawrence EC | 2018
1250 | Lawrence EC | 2019
1250 | Lawrence EC | 2020
1252 | Tecumseh EC | 2000
1252 | Tecumseh EC | 2001
1252 | Tecumseh EC | 2002
1252 | Tecumseh EC | 2003
1252 | Tecumseh EC | 2004
1252 | Tecumseh EC | 2005
1252 | Tecumseh EC | 2006
1252 | Tecumseh EC | 2007
1252 | Tecumseh EC | 2008
1252 | Tecumseh EC | 2009
1252 | Tecumseh EC | 2010
1252 | Tecumseh EC | 2011
1252 | Tecumseh EC | 2012
1252 | Tecumseh EC | 2013
1252 | Tecumseh EC | 2014
1252 | Tecumseh EC | 2015
1252 | Tecumseh EC | 2016
1252 | Tecumseh EC | 2017
1252 | Tecumseh EC | 2018
1270 | Clay Center | 2000
1270 | Clay Center | 2001
1270 | Clay Center | 2002
1270 | Clay Center | 2003
1270 | Clay Center | 2013
1270 | Clay Center | 2014
1270 | Clay Center | 2015
1270 | Clay Center | 2016
1270 | Clay Center | 2017
1270 | Clay Center | 2018
1270 | Clay Center | 2019
1270 | Clay Center | 2020
1271 | Coffeyville | 2000
1271 | Coffeyville | 2001
1271 | Coffeyville | 2002
1271 | Coffeyville | 2003
1271 | Coffeyville | 2004
1271 | Coffeyville | 2005
1271 | Coffeyville | 2006
1271 | Coffeyville | 2007
1271 | Coffeyville | 2008
1271 | Coffeyville | 2009
1271 | Coffeyville | 2010
1271 | Coffeyville | 2011
1271 | Coffeyville | 2012
1271 | Coffeyville | 2013
1271 | Coffeyville | 2014
1271 | Coffeyville | 2015
1271 | Coffeyville | 2016
1271 | Coffeyville | 2017
1271 | Coffeyville | 2018
1271 | Coffeyville | 2019
1271 | Coffeyville | 2020
1291 | Iola | 2000
1291 | Iola | 2001
1291 | Iola | 2002
1291 | Iola | 2003
1291 | Iola | 2004
1291 | Iola | 2005
1291 | Iola | 2006
1291 | Iola | 2007
1294 | Kaw | 2000
1294 | Kaw | 2001
1294 | Kaw | 2002
1294 | Kaw | 2003
1295 | Quindaro | 2000
1295 | Quindaro | 2001
1295 | Quindaro | 2002
1295 | Quindaro | 2003
1295 | Quindaro | 2004
1295 | Quindaro | 2005
1295 | Quindaro | 2006
1295 | Quindaro | 2007
1295 | Quindaro | 2008
1295 | Quindaro | 2009
1295 | Quindaro | 2010
1295 | Quindaro | 2011
1295 | Quindaro | 2012
1295 | Quindaro | 2013
1295 | Quindaro | 2014
1295 | Quindaro | 2015
1295 | Quindaro | 2016
1295 | Quindaro | 2017
1295 | Quindaro | 2018
1295 | Quindaro | 2019
1299 | Larned | 2000
1299 | Larned | 2001
1299 | Larned | 2002
1299 | Larned | 2003
1305 | McPherson 2 | 2000
1305 | McPherson 2 | 2001
1305 | McPherson 2 | 2002
1305 | McPherson 2 | 2003
1305 | McPherson 2 | 2004
1305 | McPherson 2 | 2005
1305 | McPherson 2 | 2006
1317 | Pratt | 2000
1317 | Pratt | 2001
1317 | Pratt | 2002
1317 | Pratt | 2003
1317 | Pratt | 2004
1317 | Pratt | 2005
1317 | Pratt | 2006
1317 | Pratt | 2009
1317 | Pratt | 2010
1317 | Pratt | 2011
1317 | Pratt | 2012
1317 | Pratt | 2013
1317 | Pratt | 2014
1317 | Pratt | 2015
1317 | Pratt | 2016
1317 | Pratt | 2017
1317 | Pratt | 2018
1317 | Pratt | 2019
1317 | Pratt | 2020
1330 | Wellington 1 | 2000
1330 | Wellington 1 | 2001
1330 | Wellington 1 | 2002
1330 | Wellington 1 | 2004
1330 | Wellington 1 | 2005
1330 | Wellington 1 | 2006
1330 | Wellington 1 | 2007
1330 | Wellington 1 | 2008
1330 | Wellington 1 | 2009
1330 | Wellington 1 | 2010
1330 | Wellington 1 | 2011
1330 | Wellington 1 | 2012
1330 | Wellington 1 | 2013
1330 | Wellington 1 | 2014
1330 | Wellington 1 | 2015
1330 | Wellington 1 | 2016
1330 | Wellington 1 | 2017
1330 | Wellington 1 | 2018
1330 | Wellington 1 | 2019
1330 | Wellington 1 | 2020
1336 | Garden City | 2000
1336 | Garden City | 2001
1336 | Garden City | 2002
1336 | Garden City | 2003
1336 | Garden City | 2004
1336 | Garden City | 2005
1336 | Garden City | 2006
1336 | Garden City | 2007
1336 | Garden City | 2008
1336 | Garden City | 2009
1336 | Garden City | 2010
1336 | Garden City | 2011
1336 | Garden City | 2012
1336 | Garden City | 2013
1336 | Garden City | 2014
1336 | Garden City | 2015
1336 | Garden City | 2016
1336 | Garden City | 2017
1336 | Garden City | 2018
1336 | Garden City | 2019
1336 | Garden City | 2020
1353 | Big Sandy | 2000
1353 | Big Sandy | 2001
1353 | Big Sandy | 2002
1353 | Big Sandy | 2003
1353 | Big Sandy | 2004
1353 | Big Sandy | 2005
1353 | Big Sandy | 2006
1353 | Big Sandy | 2007
1353 | Big Sandy | 2008
1353 | Big Sandy | 2009
1353 | Big Sandy | 2010
1353 | Big Sandy | 2011
1353 | Big Sandy | 2012
1353 | Big Sandy | 2013
1353 | Big Sandy | 2014
1353 | Big Sandy | 2015
1353 | Big Sandy | 2016
1353 | Big Sandy | 2017
1353 | Big Sandy | 2018
1353 | Big Sandy | 2019
1353 | Big Sandy | 2020
1355 | E W Brown | 2000
1355 | E W Brown | 2001
1355 | E W Brown | 2002
1355 | E W Brown | 2003
1355 | E W Brown | 2004
1355 | E W Brown | 2005
1355 | E W Brown | 2006
1355 | E W Brown | 2007
1355 | E W Brown | 2008
1355 | E W Brown | 2009
1355 | E W Brown | 2010
1355 | E W Brown | 2011
1355 | E W Brown | 2012
1355 | E W Brown | 2013
1355 | E W Brown | 2014
1355 | E W Brown | 2015
1355 | E W Brown | 2016
1355 | E W Brown | 2017
1355 | E W Brown | 2018
1355 | E W Brown | 2019
1355 | E W Brown | 2020
1356 | Ghent | 2000
1356 | Ghent | 2001
1356 | Ghent | 2002
1356 | Ghent | 2003
1356 | Ghent | 2004
1356 | Ghent | 2005
1356 | Ghent | 2006
1356 | Ghent | 2007
1356 | Ghent | 2008
1356 | Ghent | 2009
1356 | Ghent | 2010
1356 | Ghent | 2011
1356 | Ghent | 2012
1356 | Ghent | 2013
1356 | Ghent | 2014
1356 | Ghent | 2015
1356 | Ghent | 2016
1356 | Ghent | 2017
1356 | Ghent | 2018
1356 | Ghent | 2019
1356 | Ghent | 2020
1357 | Green River | 2000
1357 | Green River | 2001
1357 | Green River | 2002
1357 | Green River | 2003
1357 | Green River | 2004
1357 | Green River | 2005
1357 | Green River | 2006
1357 | Green River | 2007
1357 | Green River | 2008
1357 | Green River | 2009
1357 | Green River | 2010
1357 | Green River | 2011
1357 | Green River | 2012
1357 | Green River | 2013
1357 | Green River | 2014
1357 | Green River | 2015
1360 | Pineville | 2000
1360 | Pineville | 2001
1361 | Tyrone | 2000
1361 | Tyrone | 2001
1361 | Tyrone | 2002
1361 | Tyrone | 2003
1361 | Tyrone | 2004
1361 | Tyrone | 2005
1361 | Tyrone | 2006
1361 | Tyrone | 2007
1361 | Tyrone | 2008
1361 | Tyrone | 2009
1361 | Tyrone | 2010
1361 | Tyrone | 2011
1361 | Tyrone | 2012
1361 | Tyrone | 2013
1363 | Cane Run | 2000
1363 | Cane Run | 2001
1363 | Cane Run | 2002
1363 | Cane Run | 2003
1363 | Cane Run | 2004
1363 | Cane Run | 2005
1363 | Cane Run | 2006
1363 | Cane Run | 2007
1363 | Cane Run | 2008
1363 | Cane Run | 2009
1363 | Cane Run | 2010
1363 | Cane Run | 2011
1363 | Cane Run | 2012
1363 | Cane Run | 2013
1363 | Cane Run | 2014
1363 | Cane Run | 2015
1363 | Cane Run | 2016
1363 | Cane Run | 2017
1363 | Cane Run | 2018
1363 | Cane Run | 2019
1363 | Cane Run | 2020
1364 | Mill Creek | 2000
1364 | Mill Creek | 2001
1364 | Mill Creek | 2002
1364 | Mill Creek | 2003
1364 | Mill Creek | 2004
1364 | Mill Creek | 2005
1364 | Mill Creek | 2006
1364 | Mill Creek | 2007
1364 | Mill Creek | 2008
1364 | Mill Creek | 2009
1364 | Mill Creek | 2010
1364 | Mill Creek | 2011
1364 | Mill Creek | 2012
1364 | Mill Creek | 2013
1364 | Mill Creek | 2014
1364 | Mill Creek | 2015
1364 | Mill Creek | 2016
1364 | Mill Creek | 2017
1364 | Mill Creek | 2018
1364 | Mill Creek | 2019
1364 | Mill Creek | 2020
1372 | Henderson I | 2000
1372 | Henderson I | 2001
1372 | Henderson I | 2002
1372 | Henderson I | 2003
1372 | Henderson I | 2005
1372 | Henderson I | 2006
1372 | Henderson I | 2007
1372 | Henderson I | 2008
1374 | Elmer Smith | 2000
1374 | Elmer Smith | 2001
1374 | Elmer Smith | 2002
1374 | Elmer Smith | 2003
1374 | Elmer Smith | 2004
1374 | Elmer Smith | 2005
1374 | Elmer Smith | 2006
1374 | Elmer Smith | 2007
1374 | Elmer Smith | 2008
1374 | Elmer Smith | 2009
1374 | Elmer Smith | 2010
1374 | Elmer Smith | 2011
1374 | Elmer Smith | 2012
1374 | Elmer Smith | 2013
1374 | Elmer Smith | 2014
1374 | Elmer Smith | 2015
1374 | Elmer Smith | 2016
1374 | Elmer Smith | 2017
1374 | Elmer Smith | 2018
1374 | Elmer Smith | 2019
1374 | Elmer Smith | 2020
1378 | Paradise | 2000
1378 | Paradise | 2001
1378 | Paradise | 2002
1378 | Paradise | 2003
1378 | Paradise | 2004
1378 | Paradise | 2005
1378 | Paradise | 2006
1378 | Paradise | 2007
1378 | Paradise | 2008
1378 | Paradise | 2009
1378 | Paradise | 2010
1378 | Paradise | 2011
1378 | Paradise | 2012
1378 | Paradise | 2013
1378 | Paradise | 2014
1378 | Paradise | 2015
1378 | Paradise | 2016
1378 | Paradise | 2017
1378 | Paradise | 2018
1378 | Paradise | 2019
1378 | Paradise | 2020
1379 | Shawnee | 2000
1379 | Shawnee | 2001
1379 | Shawnee | 2002
1379 | Shawnee | 2003
1379 | Shawnee | 2004
1379 | Shawnee | 2005
1379 | Shawnee | 2006
1379 | Shawnee | 2007
1379 | Shawnee | 2008
1379 | Shawnee | 2009
1379 | Shawnee | 2010
1379 | Shawnee | 2011
1379 | Shawnee | 2012
1379 | Shawnee | 2013
1379 | Shawnee | 2014
1379 | Shawnee | 2015
1379 | Shawnee | 2016
1379 | Shawnee | 2017
1379 | Shawnee | 2018
1379 | Shawnee | 2019
1379 | Shawnee | 2020
1381 | K C Coleman | 2000
1381 | K C Coleman | 2001
1381 | K C Coleman | 2002
1381 | K C Coleman | 2003
1381 | K C Coleman | 2004
1381 | K C Coleman | 2005
1381 | K C Coleman | 2006
1381 | K C Coleman | 2007
1381 | K C Coleman | 2008
1381 | K C Coleman | 2009
1381 | K C Coleman | 2010
1381 | K C Coleman | 2011
1381 | K C Coleman | 2012
1381 | K C Coleman | 2013
1381 | K C Coleman | 2014
1381 | K C Coleman | 2015
1382 | HMP&L Station 2 | 2000
1382 | HMP&L Station 2 | 2001
1382 | HMP&L Station 2 | 2002
1382 | HMP&L Station 2 | 2003
1382 | HMP&L Station 2 | 2004
1382 | HMP&L Station 2 | 2005
1382 | HMP&L Station 2 | 2006
1382 | HMP&L Station 2 | 2007
1382 | HMP&L Station 2 | 2008
1382 | HMP&L Station 2 | 2009
1382 | HMP&L Station 2 | 2010
1382 | HMP&L Station 2 | 2011
1382 | HMP&L Station 2 | 2012
1382 | HMP&L Station 2 | 2013
1382 | HMP&L Station 2 | 2014
1382 | HMP&L Station 2 | 2015
1382 | HMP&L Station 2 | 2016
1382 | HMP&L Station 2 | 2017
1382 | HMP&L Station 2 | 2018
1382 | HMP&L Station 2 | 2019
1383 | R A Reid | 2000
1383 | R A Reid | 2001
1383 | R A Reid | 2002
1383 | R A Reid | 2003
1383 | R A Reid | 2004
1383 | R A Reid | 2005
1383 | R A Reid | 2006
1383 | R A Reid | 2007
1383 | R A Reid | 2008
1383 | R A Reid | 2009
1383 | R A Reid | 2010
1383 | R A Reid | 2011
1383 | R A Reid | 2012
1383 | R A Reid | 2013
1383 | R A Reid | 2014
1383 | R A Reid | 2015
1383 | R A Reid | 2016
1383 | R A Reid | 2017
1383 | R A Reid | 2018
1383 | R A Reid | 2019
1383 | R A Reid | 2020
1384 | Cooper | 2000
1384 | Cooper | 2001
1384 | Cooper | 2002
1384 | Cooper | 2003
1384 | Cooper | 2004
1384 | Cooper | 2005
1384 | Cooper | 2006
1384 | Cooper | 2007
1384 | Cooper | 2008
1384 | Cooper | 2009
1384 | Cooper | 2010
1384 | Cooper | 2011
1384 | Cooper | 2012
1384 | Cooper | 2013
1384 | Cooper | 2014
1384 | Cooper | 2015
1384 | Cooper | 2016
1384 | Cooper | 2017
1384 | Cooper | 2018
1384 | Cooper | 2019
1384 | Cooper | 2020
1385 | Dale | 2000
1385 | Dale | 2001
1385 | Dale | 2002
1385 | Dale | 2003
1385 | Dale | 2004
1385 | Dale | 2005
1385 | Dale | 2006
1385 | Dale | 2007
1385 | Dale | 2008
1385 | Dale | 2009
1385 | Dale | 2010
1385 | Dale | 2011
1385 | Dale | 2012
1385 | Dale | 2013
1385 | Dale | 2014
1385 | Dale | 2015
1385 | Dale | 2016
1393 | R S Nelson | 2000
1393 | R S Nelson | 2001
1393 | R S Nelson | 2002
1393 | R S Nelson | 2003
1393 | R S Nelson | 2004
1393 | R S Nelson | 2005
1393 | R S Nelson | 2006
1393 | R S Nelson | 2007
1393 | R S Nelson | 2008
1393 | R S Nelson | 2009
1393 | R S Nelson | 2010
1393 | R S Nelson | 2011
1393 | R S Nelson | 2012
1393 | R S Nelson | 2013
1393 | R S Nelson | 2014
1393 | R S Nelson | 2015
1393 | R S Nelson | 2016
1393 | R S Nelson | 2017
1393 | R S Nelson | 2018
1393 | R S Nelson | 2019
1393 | R S Nelson | 2020
1394 | Willow Glen | 2000
1394 | Willow Glen | 2001
1394 | Willow Glen | 2002
1394 | Willow Glen | 2003
1394 | Willow Glen | 2004
1394 | Willow Glen | 2005
1394 | Willow Glen | 2006
1394 | Willow Glen | 2007
1394 | Willow Glen | 2008
1394 | Willow Glen | 2009
1394 | Willow Glen | 2010
1394 | Willow Glen | 2011
1394 | Willow Glen | 2012
1394 | Willow Glen | 2013
1394 | Willow Glen | 2014
1394 | Willow Glen | 2015
1394 | Willow Glen | 2016
1396 | Coughlin Power Station | 2003
1396 | Coughlin Power Station | 2004
1396 | Coughlin Power Station | 2005
1396 | Coughlin Power Station | 2006
1396 | Coughlin Power Station | 2007
1396 | Coughlin Power Station | 2008
1396 | Coughlin Power Station | 2009
1396 | Coughlin Power Station | 2010
1396 | Coughlin Power Station | 2011
1396 | Coughlin Power Station | 2012
1396 | Coughlin Power Station | 2013
1396 | Coughlin Power Station | 2014
1396 | Coughlin Power Station | 2015
1396 | Coughlin Power Station | 2016
1396 | Coughlin Power Station | 2017
1396 | Coughlin Power Station | 2018
1396 | Coughlin Power Station | 2019
1396 | Coughlin Power Station | 2020
1400 | Teche | 2000
1400 | Teche | 2001
1400 | Teche | 2002
1400 | Teche | 2003
1400 | Teche | 2004
1400 | Teche | 2005
1400 | Teche | 2006
1400 | Teche | 2007
1400 | Teche | 2008
1400 | Teche | 2009
1400 | Teche | 2010
1400 | Teche | 2011
1400 | Teche | 2012
1400 | Teche | 2013
1400 | Teche | 2014
1400 | Teche | 2015
1400 | Teche | 2016
1400 | Teche | 2017
1400 | Teche | 2018
1400 | Teche | 2019
1400 | Teche | 2020
1402 | Little Gypsy | 2000
1402 | Little Gypsy | 2001
1402 | Little Gypsy | 2002
1402 | Little Gypsy | 2003
1402 | Little Gypsy | 2004
1402 | Little Gypsy | 2005
1402 | Little Gypsy | 2006
1402 | Little Gypsy | 2007
1402 | Little Gypsy | 2008
1402 | Little Gypsy | 2009
1402 | Little Gypsy | 2010
1402 | Little Gypsy | 2011
1402 | Little Gypsy | 2012
1402 | Little Gypsy | 2013
1402 | Little Gypsy | 2014
1402 | Little Gypsy | 2015
1402 | Little Gypsy | 2016
1402 | Little Gypsy | 2017
1402 | Little Gypsy | 2018
1402 | Little Gypsy | 2019
1402 | Little Gypsy | 2020
1403 | Nine Mile Point | 2000
1403 | Nine Mile Point | 2001
1403 | Nine Mile Point | 2002
1403 | Nine Mile Point | 2003
1403 | Nine Mile Point | 2004
1403 | Nine Mile Point | 2005
1403 | Nine Mile Point | 2006
1403 | Nine Mile Point | 2007
1403 | Nine Mile Point | 2008
1403 | Nine Mile Point | 2009
1403 | Nine Mile Point | 2010
1403 | Nine Mile Point | 2011
1403 | Nine Mile Point | 2012
1403 | Nine Mile Point | 2013
1403 | Nine Mile Point | 2014
1403 | Nine Mile Point | 2015
1403 | Nine Mile Point | 2016
1403 | Nine Mile Point | 2017
1403 | Nine Mile Point | 2018
1403 | Nine Mile Point | 2019
1403 | Nine Mile Point | 2020
1404 | Sterlington | 2000
1404 | Sterlington | 2001
1404 | Sterlington | 2002
1404 | Sterlington | 2003
1404 | Sterlington | 2004
1404 | Sterlington | 2005
1404 | Sterlington | 2006
1404 | Sterlington | 2007
1404 | Sterlington | 2008
1404 | Sterlington | 2009
1404 | Sterlington | 2010
1404 | Sterlington | 2011
1404 | Sterlington | 2012
1404 | Sterlington | 2013
1404 | Sterlington | 2014
1404 | Sterlington | 2015
1404 | Sterlington | 2016
1404 | Sterlington | 2017
1404 | Sterlington | 2018
1404 | Sterlington | 2019
1404 | Sterlington | 2020
1407 | A B Paterson | 2000
1407 | A B Paterson | 2001
1407 | A B Paterson | 2002
1409 | Michoud | 2000
1409 | Michoud | 2001
1409 | Michoud | 2002
1409 | Michoud | 2003
1409 | Michoud | 2004
1409 | Michoud | 2005
1409 | Michoud | 2006
1409 | Michoud | 2007
1409 | Michoud | 2008
1409 | Michoud | 2009
1409 | Michoud | 2010
1409 | Michoud | 2011
1409 | Michoud | 2012
1409 | Michoud | 2013
1409 | Michoud | 2014
1409 | Michoud | 2015
1409 | Michoud | 2016
1416 | Arsenal Hill | 2000
1416 | Arsenal Hill | 2001
1416 | Arsenal Hill | 2002
1416 | Arsenal Hill | 2003
1416 | Arsenal Hill | 2004
1416 | Arsenal Hill | 2005
1416 | Arsenal Hill | 2006
1416 | Arsenal Hill | 2007
1416 | Arsenal Hill | 2008
1416 | Arsenal Hill | 2009
1416 | Arsenal Hill | 2010
1416 | Arsenal Hill | 2011
1416 | Arsenal Hill | 2012
1416 | Arsenal Hill | 2013
1416 | Arsenal Hill | 2014
1416 | Arsenal Hill | 2015
1416 | Arsenal Hill | 2016
1416 | Arsenal Hill | 2017
1416 | Arsenal Hill | 2018
1416 | Arsenal Hill | 2019
1416 | Arsenal Hill | 2020
1417 | Lieberman | 2000
1417 | Lieberman | 2001
1417 | Lieberman | 2002
1417 | Lieberman | 2003
1417 | Lieberman | 2004
1417 | Lieberman | 2005
1417 | Lieberman | 2006
1417 | Lieberman | 2007
1417 | Lieberman | 2008
1417 | Lieberman | 2009
1417 | Lieberman | 2010
1417 | Lieberman | 2011
1417 | Lieberman | 2012
1417 | Lieberman | 2013
1417 | Lieberman | 2014
1417 | Lieberman | 2015
1417 | Lieberman | 2016
1417 | Lieberman | 2017
1417 | Lieberman | 2018
1417 | Lieberman | 2019
1417 | Lieberman | 2020
1439 | Houma | 2000
1439 | Houma | 2001
1439 | Houma | 2002
1439 | Houma | 2003
1439 | Houma | 2004
1439 | Houma | 2005
1439 | Houma | 2006
1439 | Houma | 2007
1439 | Houma | 2008
1439 | Houma | 2009
1439 | Houma | 2010
1439 | Houma | 2011
1439 | Houma | 2012
1439 | Houma | 2013
1439 | Houma | 2014
1439 | Houma | 2015
1439 | Houma | 2016
1439 | Houma | 2017
1439 | Houma | 2018
1439 | Houma | 2019
1439 | Houma | 2020
1443 | Bonin | 2000
1443 | Bonin | 2001
1443 | Bonin | 2002
1443 | Bonin | 2003
1443 | Bonin | 2004
1443 | Bonin | 2005
1443 | Bonin | 2006
1443 | Bonin | 2007
1443 | Bonin | 2008
1443 | Bonin | 2009
1443 | Bonin | 2010
1443 | Bonin | 2011
1443 | Bonin | 2012
1443 | Bonin | 2013
1443 | Bonin | 2014
1447 | Minden | 2000
1447 | Minden | 2001
1447 | Minden | 2002
1447 | Minden | 2003
1447 | Minden | 2004
1447 | Minden | 2005
1447 | Minden | 2006
1447 | Minden | 2007
1447 | Minden | 2008
1447 | Minden | 2009
1447 | Minden | 2010
1447 | Minden | 2011
1447 | Minden | 2012
1447 | Minden | 2013
1447 | Minden | 2014
1447 | Minden | 2015
1447 | Minden | 2016
1449 | Morgan City | 2000
1449 | Morgan City | 2001
1449 | Morgan City | 2002
1449 | Morgan City | 2003
1449 | Morgan City | 2004
1449 | Morgan City | 2005
1449 | Morgan City | 2006
1449 | Morgan City | 2007
1449 | Morgan City | 2008
1449 | Morgan City | 2009
1449 | Morgan City | 2010
1449 | Morgan City | 2011
1449 | Morgan City | 2012
1449 | Morgan City | 2013
1449 | Morgan City | 2014
1449 | Morgan City | 2015
1450 | Natchitoches | 2000
1450 | Natchitoches | 2002
1450 | Natchitoches | 2003
1450 | Natchitoches | 2004
1450 | Natchitoches | 2005
1450 | Natchitoches | 2006
1450 | Natchitoches | 2007
1450 | Natchitoches | 2008
1455 | Plaquemine | 2000
1455 | Plaquemine | 2001
1455 | Plaquemine | 2002
1455 | Plaquemine | 2003
1455 | Plaquemine | 2004
1455 | Plaquemine | 2005
1455 | Plaquemine | 2006
1455 | Plaquemine | 2007
1455 | Plaquemine | 2008
1455 | Plaquemine | 2009
1455 | Plaquemine | 2010
1455 | Plaquemine | 2011
1455 | Plaquemine | 2012
1455 | Plaquemine | 2013
1455 | Plaquemine | 2014
1455 | Plaquemine | 2015
1458 | Ruston | 2000
1458 | Ruston | 2001
1458 | Ruston | 2002
1458 | Ruston | 2003
1458 | Ruston | 2005
1464 | Big Cajun 1 | 2000
1464 | Big Cajun 1 | 2001
1464 | Big Cajun 1 | 2002
1464 | Big Cajun 1 | 2003
1464 | Big Cajun 1 | 2006
1464 | Big Cajun 1 | 2009
1464 | Big Cajun 1 | 2010
1464 | Big Cajun 1 | 2011
1464 | Big Cajun 1 | 2013
1464 | Big Cajun 1 | 2014
1464 | Big Cajun 1 | 2015
1464 | Big Cajun 1 | 2016
1464 | Big Cajun 1 | 2017
1464 | Big Cajun 1 | 2018
1464 | Big Cajun 1 | 2019
1464 | Big Cajun 1 | 2020
1496 | Mason Steam | 2000
1496 | Mason Steam | 2002
1496 | Mason Steam | 2003
1507 | William F Wyman | 2000
1507 | William F Wyman | 2001
1507 | William F Wyman | 2002
1507 | William F Wyman | 2003
1507 | William F Wyman | 2004
1507 | William F Wyman | 2005
1507 | William F Wyman | 2006
1507 | William F Wyman | 2007
1507 | William F Wyman | 2008
1507 | William F Wyman | 2009
1507 | William F Wyman | 2010
1507 | William F Wyman | 2011
1507 | William F Wyman | 2012
1507 | William F Wyman | 2013
1507 | William F Wyman | 2014
1507 | William F Wyman | 2015
1507 | William F Wyman | 2016
1507 | William F Wyman | 2017
1507 | William F Wyman | 2018
1507 | William F Wyman | 2019
1507 | William F Wyman | 2020
1552 | C P Crane | 2000
1552 | C P Crane | 2001
1552 | C P Crane | 2002
1552 | C P Crane | 2003
1552 | C P Crane | 2004
1552 | C P Crane | 2005
1552 | C P Crane | 2006
1552 | C P Crane | 2007
1552 | C P Crane | 2008
1552 | C P Crane | 2009
1552 | C P Crane | 2010
1552 | C P Crane | 2011
1552 | C P Crane | 2012
1552 | C P Crane | 2013
1552 | C P Crane | 2014
1552 | C P Crane | 2015
1552 | C P Crane | 2016
1552 | C P Crane | 2017
1552 | C P Crane | 2018
1553 | Gould Street | 2000
1553 | Gould Street | 2001
1553 | Gould Street | 2002
1553 | Gould Street | 2003
1553 | Gould Street | 2008
1553 | Gould Street | 2009
1553 | Gould Street | 2010
1553 | Gould Street | 2011
1553 | Gould Street | 2012
1553 | Gould Street | 2013
1553 | Gould Street | 2014
1553 | Gould Street | 2015
1553 | Gould Street | 2016
1553 | Gould Street | 2017
1553 | Gould Street | 2018
1554 | Herbert A Wagner | 2000
1554 | Herbert A Wagner | 2001
1554 | Herbert A Wagner | 2002
1554 | Herbert A Wagner | 2003
1554 | Herbert A Wagner | 2004
1554 | Herbert A Wagner | 2005
1554 | Herbert A Wagner | 2006
1554 | Herbert A Wagner | 2007
1554 | Herbert A Wagner | 2008
1554 | Herbert A Wagner | 2009
1554 | Herbert A Wagner | 2010
1554 | Herbert A Wagner | 2011
1554 | Herbert A Wagner | 2012
1554 | Herbert A Wagner | 2013
1554 | Herbert A Wagner | 2014
1554 | Herbert A Wagner | 2015
1554 | Herbert A Wagner | 2016
1554 | Herbert A Wagner | 2017
1554 | Herbert A Wagner | 2018
1554 | Herbert A Wagner | 2019
1554 | Herbert A Wagner | 2020
1559 | Riverside | 2000
1559 | Riverside | 2001
1559 | Riverside | 2002
1559 | Riverside | 2003
1559 | Riverside | 2004
1559 | Riverside | 2005
1559 | Riverside | 2006
1559 | Riverside | 2007
1559 | Riverside | 2008
1559 | Riverside | 2009
1559 | Riverside | 2010
1559 | Riverside | 2011
1559 | Riverside | 2012
1559 | Riverside | 2013
1559 | Riverside | 2014
1559 | Riverside | 2015
1559 | Riverside | 2016
1564 | Vienna | 2000
1564 | Vienna | 2001
1564 | Vienna | 2002
1564 | Vienna | 2003
1564 | Vienna | 2004
1564 | Vienna | 2005
1564 | Vienna | 2006
1564 | Vienna | 2007
1564 | Vienna | 2008
1564 | Vienna | 2009
1564 | Vienna | 2010
1564 | Vienna | 2011
1564 | Vienna | 2012
1564 | Vienna | 2013
1564 | Vienna | 2014
1564 | Vienna | 2015
1564 | Vienna | 2016
1564 | Vienna | 2017
1564 | Vienna | 2018
1564 | Vienna | 2019
1564 | Vienna | 2020
1570 | FirstEnergy R Paul Smith Power Station | 2000
1570 | FirstEnergy R Paul Smith Power Station | 2001
1570 | FirstEnergy R Paul Smith Power Station | 2002
1570 | FirstEnergy R Paul Smith Power Station | 2003
1570 | FirstEnergy R Paul Smith Power Station | 2004
1570 | FirstEnergy R Paul Smith Power Station | 2005
1570 | FirstEnergy R Paul Smith Power Station | 2006
1570 | FirstEnergy R Paul Smith Power Station | 2007
1570 | FirstEnergy R Paul Smith Power Station | 2008
1570 | FirstEnergy R Paul Smith Power Station | 2009
1570 | FirstEnergy R Paul Smith Power Station | 2010
1570 | FirstEnergy R Paul Smith Power Station | 2011
1570 | FirstEnergy R Paul Smith Power Station | 2012
1571 | Chalk Point LLC | 2001
1571 | Chalk Point LLC | 2002
1571 | Chalk Point LLC | 2003
1571 | Chalk Point LLC | 2004
1571 | Chalk Point LLC | 2005
1571 | Chalk Point LLC | 2006
1571 | Chalk Point LLC | 2007
1571 | Chalk Point LLC | 2008
1571 | Chalk Point LLC | 2009
1571 | Chalk Point LLC | 2010
1571 | Chalk Point LLC | 2011
1571 | Chalk Point LLC | 2012
1571 | Chalk Point LLC | 2013
1571 | Chalk Point LLC | 2014
1571 | Chalk Point LLC | 2015
1571 | Chalk Point LLC | 2016
1571 | Chalk Point LLC | 2017
1571 | Chalk Point LLC | 2018
1571 | Chalk Point LLC | 2019
1571 | Chalk Point LLC | 2020
1572 | Dickerson | 2001
1572 | Dickerson | 2002
1572 | Dickerson | 2003
1572 | Dickerson | 2004
1572 | Dickerson | 2005
1572 | Dickerson | 2006
1572 | Dickerson | 2007
1572 | Dickerson | 2008
1572 | Dickerson | 2009
1572 | Dickerson | 2010
1572 | Dickerson | 2011
1572 | Dickerson | 2012
1572 | Dickerson | 2013
1572 | Dickerson | 2014
1572 | Dickerson | 2015
1572 | Dickerson | 2016
1572 | Dickerson | 2017
1572 | Dickerson | 2018
1572 | Dickerson | 2019
1572 | Dickerson | 2020
1573 | Morgantown Generating Plant | 2001
1573 | Morgantown Generating Plant | 2002
1573 | Morgantown Generating Plant | 2003
1573 | Morgantown Generating Plant | 2004
1573 | Morgantown Generating Plant | 2005
1573 | Morgantown Generating Plant | 2006
1573 | Morgantown Generating Plant | 2007
1573 | Morgantown Generating Plant | 2008
1573 | Morgantown Generating Plant | 2009
1573 | Morgantown Generating Plant | 2010
1573 | Morgantown Generating Plant | 2011
1573 | Morgantown Generating Plant | 2012
1573 | Morgantown Generating Plant | 2013
1573 | Morgantown Generating Plant | 2014
1573 | Morgantown Generating Plant | 2015
1573 | Morgantown Generating Plant | 2016
1573 | Morgantown Generating Plant | 2017
1573 | Morgantown Generating Plant | 2018
1573 | Morgantown Generating Plant | 2019
1573 | Morgantown Generating Plant | 2020
1588 | Exelon Mystic Generating Station | 2000
1588 | Exelon Mystic Generating Station | 2001
1588 | Exelon Mystic Generating Station | 2002
1588 | Exelon Mystic Generating Station | 2003
1588 | Exelon Mystic Generating Station | 2004
1588 | Exelon Mystic Generating Station | 2005
1588 | Exelon Mystic Generating Station | 2006
1588 | Exelon Mystic Generating Station | 2007
1588 | Exelon Mystic Generating Station | 2008
1588 | Exelon Mystic Generating Station | 2009
1588 | Exelon Mystic Generating Station | 2010
1588 | Exelon Mystic Generating Station | 2011
1588 | Exelon Mystic Generating Station | 2012
1588 | Exelon Mystic Generating Station | 2013
1588 | Exelon Mystic Generating Station | 2014
1588 | Exelon Mystic Generating Station | 2015
1588 | Exelon Mystic Generating Station | 2016
1588 | Exelon Mystic Generating Station | 2017
1588 | Exelon Mystic Generating Station | 2018
1588 | Exelon Mystic Generating Station | 2019
1588 | Exelon Mystic Generating Station | 2020
1589 | Exelon New Boston Generating Station | 2000
1589 | Exelon New Boston Generating Station | 2001
1589 | Exelon New Boston Generating Station | 2002
1589 | Exelon New Boston Generating Station | 2003
1589 | Exelon New Boston Generating Station | 2004
1589 | Exelon New Boston Generating Station | 2005
1589 | Exelon New Boston Generating Station | 2006
1589 | Exelon New Boston Generating Station | 2007
1590 | Pilgrim | 2000
1590 | Pilgrim | 2001
1590 | Pilgrim | 2002
1590 | Pilgrim | 2003
1590 | Pilgrim | 2004
1590 | Pilgrim | 2005
1590 | Pilgrim | 2006
1590 | Pilgrim | 2007
1590 | Pilgrim | 2008
1590 | Pilgrim | 2009
1590 | Pilgrim | 2010
1590 | Pilgrim | 2011
1590 | Pilgrim | 2012
1590 | Pilgrim | 2013
1590 | Pilgrim | 2014
1590 | Pilgrim | 2015
1590 | Pilgrim | 2016
1590 | Pilgrim | 2017
1590 | Pilgrim | 2018
1590 | Pilgrim | 2019
1595 | Kendall Square | 2000
1595 | Kendall Square | 2001
1595 | Kendall Square | 2002
1595 | Kendall Square | 2003
1595 | Kendall Square | 2004
1595 | Kendall Square | 2005
1595 | Kendall Square | 2006
1595 | Kendall Square | 2007
1595 | Kendall Square | 2008
1595 | Kendall Square | 2009
1595 | Kendall Square | 2010
1595 | Kendall Square | 2011
1595 | Kendall Square | 2012
1595 | Kendall Square | 2013
1595 | Kendall Square | 2014
1595 | Kendall Square | 2015
1595 | Kendall Square | 2016
1595 | Kendall Square | 2017
1595 | Kendall Square | 2018
1595 | Kendall Square | 2019
1595 | Kendall Square | 2020
1599 | Canal | 2000
1599 | Canal | 2001
1599 | Canal | 2002
1599 | Canal | 2003
1599 | Canal | 2004
1599 | Canal | 2005
1599 | Canal | 2006
1599 | Canal | 2007
1599 | Canal | 2008
1599 | Canal | 2009
1599 | Canal | 2010
1599 | Canal | 2011
1599 | Canal | 2012
1599 | Canal | 2013
1599 | Canal | 2014
1599 | Canal | 2015
1599 | Canal | 2016
1599 | Canal | 2017
1599 | Canal | 2018
1599 | Canal | 2019
1599 | Canal | 2020
1606 | Mount Tom | 2000
1606 | Mount Tom | 2001
1606 | Mount Tom | 2002
1606 | Mount Tom | 2003
1606 | Mount Tom | 2004
1606 | Mount Tom | 2005
1606 | Mount Tom | 2006
1606 | Mount Tom | 2007
1606 | Mount Tom | 2008
1606 | Mount Tom | 2009
1606 | Mount Tom | 2010
1606 | Mount Tom | 2011
1606 | Mount Tom | 2012
1606 | Mount Tom | 2013
1606 | Mount Tom | 2014
1613 | Somerset | 2000
1613 | Somerset | 2001
1613 | Somerset | 2002
1613 | Somerset | 2003
1613 | Somerset | 2004
1613 | Somerset | 2005
1613 | Somerset | 2006
1613 | Somerset | 2007
1613 | Somerset | 2008
1613 | Somerset | 2009
1613 | Somerset | 2010
1619 | Brayton Point | 2000
1619 | Brayton Point | 2001
1619 | Brayton Point | 2002
1619 | Brayton Point | 2003
1619 | Brayton Point | 2004
1619 | Brayton Point | 2005
1619 | Brayton Point | 2006
1619 | Brayton Point | 2007
1619 | Brayton Point | 2008
1619 | Brayton Point | 2009
1619 | Brayton Point | 2010
1619 | Brayton Point | 2011
1619 | Brayton Point | 2012
1619 | Brayton Point | 2013
1619 | Brayton Point | 2014
1619 | Brayton Point | 2015
1619 | Brayton Point | 2016
1619 | Brayton Point | 2017
1626 | Salem Harbor | 2000
1626 | Salem Harbor | 2001
1626 | Salem Harbor | 2002
1626 | Salem Harbor | 2003
1626 | Salem Harbor | 2004
1626 | Salem Harbor | 2005
1626 | Salem Harbor | 2006
1626 | Salem Harbor | 2007
1626 | Salem Harbor | 2008
1626 | Salem Harbor | 2009
1626 | Salem Harbor | 2010
1626 | Salem Harbor | 2011
1626 | Salem Harbor | 2012
1626 | Salem Harbor | 2013
1626 | Salem Harbor | 2014
1642 | Essential Power Massachusetts LLC | 2000
1642 | Essential Power Massachusetts LLC | 2001
1642 | Essential Power Massachusetts LLC | 2002
1642 | Essential Power Massachusetts LLC | 2003
1642 | Essential Power Massachusetts LLC | 2004
1642 | Essential Power Massachusetts LLC | 2005
1642 | Essential Power Massachusetts LLC | 2006
1642 | Essential Power Massachusetts LLC | 2007
1642 | Essential Power Massachusetts LLC | 2008
1642 | Essential Power Massachusetts LLC | 2009
1642 | Essential Power Massachusetts LLC | 2010
1642 | Essential Power Massachusetts LLC | 2011
1642 | Essential Power Massachusetts LLC | 2012
1642 | Essential Power Massachusetts LLC | 2013
1642 | Essential Power Massachusetts LLC | 2014
1642 | Essential Power Massachusetts LLC | 2015
1642 | Essential Power Massachusetts LLC | 2016
1642 | Essential Power Massachusetts LLC | 2017
1642 | Essential Power Massachusetts LLC | 2018
1642 | Essential Power Massachusetts LLC | 2019
1642 | Essential Power Massachusetts LLC | 2020
1660 | Potter Station 2 | 2000
1660 | Potter Station 2 | 2001
1660 | Potter Station 2 | 2002
1660 | Potter Station 2 | 2003
1660 | Potter Station 2 | 2004
1660 | Potter Station 2 | 2005
1660 | Potter Station 2 | 2006
1660 | Potter Station 2 | 2007
1660 | Potter Station 2 | 2008
1660 | Potter Station 2 | 2009
1660 | Potter Station 2 | 2010
1660 | Potter Station 2 | 2011
1660 | Potter Station 2 | 2012
1660 | Potter Station 2 | 2013
1660 | Potter Station 2 | 2014
1660 | Potter Station 2 | 2016
1660 | Potter Station 2 | 2017
1660 | Potter Station 2 | 2018
1660 | Potter Station 2 | 2019
1660 | Potter Station 2 | 2020
1682 | Cleary Flood | 2000
1682 | Cleary Flood | 2001
1682 | Cleary Flood | 2002
1682 | Cleary Flood | 2003
1682 | Cleary Flood | 2004
1682 | Cleary Flood | 2005
1682 | Cleary Flood | 2006
1682 | Cleary Flood | 2007
1682 | Cleary Flood | 2008
1682 | Cleary Flood | 2009
1682 | Cleary Flood | 2010
1682 | Cleary Flood | 2011
1682 | Cleary Flood | 2012
1682 | Cleary Flood | 2013
1682 | Cleary Flood | 2014
1682 | Cleary Flood | 2015
1682 | Cleary Flood | 2016
1682 | Cleary Flood | 2017
1682 | Cleary Flood | 2018
1682 | Cleary Flood | 2019
1682 | Cleary Flood | 2020
1695 | B C Cobb | 2000
1695 | B C Cobb | 2001
1695 | B C Cobb | 2002
1695 | B C Cobb | 2003
1695 | B C Cobb | 2004
1695 | B C Cobb | 2005
1695 | B C Cobb | 2006
1695 | B C Cobb | 2007
1695 | B C Cobb | 2008
1695 | B C Cobb | 2009
1695 | B C Cobb | 2010
1695 | B C Cobb | 2011
1695 | B C Cobb | 2012
1695 | B C Cobb | 2013
1695 | B C Cobb | 2014
1695 | B C Cobb | 2015
1695 | B C Cobb | 2016
1702 | Dan E Karn | 2000
1702 | Dan E Karn | 2001
1702 | Dan E Karn | 2002
1702 | Dan E Karn | 2003
1702 | Dan E Karn | 2004
1702 | Dan E Karn | 2005
1702 | Dan E Karn | 2006
1702 | Dan E Karn | 2007
1702 | Dan E Karn | 2008
1702 | Dan E Karn | 2009
1702 | Dan E Karn | 2010
1702 | Dan E Karn | 2011
1702 | Dan E Karn | 2012
1702 | Dan E Karn | 2013
1702 | Dan E Karn | 2014
1702 | Dan E Karn | 2015
1702 | Dan E Karn | 2016
1702 | Dan E Karn | 2017
1702 | Dan E Karn | 2018
1702 | Dan E Karn | 2019
1702 | Dan E Karn | 2020
1710 | J H Campbell | 2000
1710 | J H Campbell | 2001
1710 | J H Campbell | 2002
1710 | J H Campbell | 2003
1710 | J H Campbell | 2004
1710 | J H Campbell | 2005
1710 | J H Campbell | 2006
1710 | J H Campbell | 2007
1710 | J H Campbell | 2008
1710 | J H Campbell | 2009
1710 | J H Campbell | 2010
1710 | J H Campbell | 2011
1710 | J H Campbell | 2012
1710 | J H Campbell | 2013
1710 | J H Campbell | 2014
1710 | J H Campbell | 2015
1710 | J H Campbell | 2016
1710 | J H Campbell | 2017
1710 | J H Campbell | 2018
1710 | J H Campbell | 2019
1710 | J H Campbell | 2020
1715 | Palisades | 2000
1715 | Palisades | 2001
1715 | Palisades | 2002
1715 | Palisades | 2003
1715 | Palisades | 2004
1715 | Palisades | 2005
1715 | Palisades | 2006
1715 | Palisades | 2007
1715 | Palisades | 2008
1715 | Palisades | 2009
1715 | Palisades | 2010
1715 | Palisades | 2011
1715 | Palisades | 2012
1715 | Palisades | 2013
1715 | Palisades | 2014
1715 | Palisades | 2015
1715 | Palisades | 2016
1715 | Palisades | 2017
1715 | Palisades | 2018
1715 | Palisades | 2019
1715 | Palisades | 2020
1720 | J C Weadock | 2000
1720 | J C Weadock | 2001
1720 | J C Weadock | 2002
1720 | J C Weadock | 2003
1720 | J C Weadock | 2004
1720 | J C Weadock | 2005
1720 | J C Weadock | 2006
1720 | J C Weadock | 2007
1720 | J C Weadock | 2008
1720 | J C Weadock | 2009
1720 | J C Weadock | 2010
1720 | J C Weadock | 2011
1720 | J C Weadock | 2012
1720 | J C Weadock | 2013
1720 | J C Weadock | 2014
1720 | J C Weadock | 2015
1720 | J C Weadock | 2016
1723 | J R Whiting | 2000
1723 | J R Whiting | 2001
1723 | J R Whiting | 2002
1723 | J R Whiting | 2003
1723 | J R Whiting | 2004
1723 | J R Whiting | 2005
1723 | J R Whiting | 2006
1723 | J R Whiting | 2007
1723 | J R Whiting | 2008
1723 | J R Whiting | 2009
1723 | J R Whiting | 2010
1723 | J R Whiting | 2011
1723 | J R Whiting | 2012
1723 | J R Whiting | 2013
1723 | J R Whiting | 2014
1723 | J R Whiting | 2015
1723 | J R Whiting | 2016
1726 | Conners Creek | 2000
1726 | Conners Creek | 2001
1726 | Conners Creek | 2002
1726 | Conners Creek | 2003
1726 | Conners Creek | 2004
1726 | Conners Creek | 2005
1726 | Conners Creek | 2006
1726 | Conners Creek | 2007
1726 | Conners Creek | 2008
1726 | Conners Creek | 2009
1726 | Conners Creek | 2013
1729 | Fermi | 2000
1729 | Fermi | 2001
1729 | Fermi | 2002
1729 | Fermi | 2003
1729 | Fermi | 2004
1729 | Fermi | 2005
1729 | Fermi | 2006
1729 | Fermi | 2007
1729 | Fermi | 2008
1729 | Fermi | 2009
1729 | Fermi | 2010
1729 | Fermi | 2011
1729 | Fermi | 2012
1729 | Fermi | 2013
1729 | Fermi | 2014
1729 | Fermi | 2015
1729 | Fermi | 2016
1729 | Fermi | 2017
1729 | Fermi | 2018
1729 | Fermi | 2019
1729 | Fermi | 2020
1731 | Harbor Beach | 2000
1731 | Harbor Beach | 2001
1731 | Harbor Beach | 2002
1731 | Harbor Beach | 2003
1731 | Harbor Beach | 2004
1731 | Harbor Beach | 2005
1731 | Harbor Beach | 2006
1731 | Harbor Beach | 2007
1731 | Harbor Beach | 2008
1731 | Harbor Beach | 2009
1731 | Harbor Beach | 2010
1731 | Harbor Beach | 2011
1731 | Harbor Beach | 2012
1731 | Harbor Beach | 2013
1732 | Marysville | 2000
1732 | Marysville | 2001
1732 | Marysville | 2003
1732 | Marysville | 2004
1732 | Marysville | 2005
1733 | Monroe | 2000
1733 | Monroe | 2001
1733 | Monroe | 2002
1733 | Monroe | 2003
1733 | Monroe | 2004
1733 | Monroe | 2005
1733 | Monroe | 2006
1733 | Monroe | 2007
1733 | Monroe | 2008
1733 | Monroe | 2009
1733 | Monroe | 2010
1733 | Monroe | 2011
1733 | Monroe | 2012
1733 | Monroe | 2013
1733 | Monroe | 2014
1733 | Monroe | 2015
1733 | Monroe | 2016
1733 | Monroe | 2017
1733 | Monroe | 2018
1733 | Monroe | 2019
1733 | Monroe | 2020
1740 | River Rouge | 2000
1740 | River Rouge | 2001
1740 | River Rouge | 2002
1740 | River Rouge | 2003
1740 | River Rouge | 2004
1740 | River Rouge | 2005
1740 | River Rouge | 2006
1740 | River Rouge | 2007
1740 | River Rouge | 2008
1740 | River Rouge | 2009
1740 | River Rouge | 2010
1740 | River Rouge | 2011
1740 | River Rouge | 2012
1740 | River Rouge | 2013
1740 | River Rouge | 2014
1740 | River Rouge | 2015
1740 | River Rouge | 2016
1740 | River Rouge | 2017
1740 | River Rouge | 2018
1740 | River Rouge | 2019
1740 | River Rouge | 2020
1743 | St Clair | 2000
1743 | St Clair | 2001
1743 | St Clair | 2002
1743 | St Clair | 2003
1743 | St Clair | 2004
1743 | St Clair | 2005
1743 | St Clair | 2006
1743 | St Clair | 2007
1743 | St Clair | 2008
1743 | St Clair | 2009
1743 | St Clair | 2010
1743 | St Clair | 2011
1743 | St Clair | 2012
1743 | St Clair | 2013
1743 | St Clair | 2014
1743 | St Clair | 2015
1743 | St Clair | 2016
1743 | St Clair | 2017
1743 | St Clair | 2018
1743 | St Clair | 2019
1743 | St Clair | 2020
1745 | Trenton Channel | 2000
1745 | Trenton Channel | 2001
1745 | Trenton Channel | 2002
1745 | Trenton Channel | 2003
1745 | Trenton Channel | 2004
1745 | Trenton Channel | 2005
1745 | Trenton Channel | 2006
1745 | Trenton Channel | 2007
1745 | Trenton Channel | 2008
1745 | Trenton Channel | 2009
1745 | Trenton Channel | 2010
1745 | Trenton Channel | 2011
1745 | Trenton Channel | 2012
1745 | Trenton Channel | 2013
1745 | Trenton Channel | 2014
1745 | Trenton Channel | 2015
1745 | Trenton Channel | 2016
1745 | Trenton Channel | 2017
1745 | Trenton Channel | 2018
1745 | Trenton Channel | 2019
1745 | Trenton Channel | 2020
1769 | Presque Isle | 2000
1769 | Presque Isle | 2001
1769 | Presque Isle | 2002
1769 | Presque Isle | 2003
1769 | Presque Isle | 2004
1769 | Presque Isle | 2005
1769 | Presque Isle | 2006
1769 | Presque Isle | 2007
1769 | Presque Isle | 2008
1769 | Presque Isle | 2009
1769 | Presque Isle | 2010
1769 | Presque Isle | 2011
1769 | Presque Isle | 2012
1769 | Presque Isle | 2013
1769 | Presque Isle | 2014
1769 | Presque Isle | 2015
1769 | Presque Isle | 2016
1769 | Presque Isle | 2017
1769 | Presque Isle | 2018
1769 | Presque Isle | 2019
1771 | Escanaba | 2000
1771 | Escanaba | 2001
1771 | Escanaba | 2002
1771 | Escanaba | 2003
1771 | Escanaba | 2004
1771 | Escanaba | 2005
1771 | Escanaba | 2006
1771 | Escanaba | 2007
1771 | Escanaba | 2008
1771 | Escanaba | 2009
1771 | Escanaba | 2010
1771 | Escanaba | 2011
1771 | Escanaba | 2012
1771 | Escanaba | 2013
1771 | Escanaba | 2014
1771 | Escanaba | 2015
1772 | John H Warden | 2000
1772 | John H Warden | 2001
1772 | John H Warden | 2002
1772 | John H Warden | 2003
1772 | John H Warden | 2004
1772 | John H Warden | 2005
1772 | John H Warden | 2008
1772 | John H Warden | 2009
1772 | John H Warden | 2010
1772 | John H Warden | 2011
1772 | John H Warden | 2012
1772 | John H Warden | 2013
1772 | John H Warden | 2014
1772 | John H Warden | 2015
1772 | John H Warden | 2016
1772 | John H Warden | 2017
1772 | John H Warden | 2018
1772 | John H Warden | 2019
1772 | John H Warden | 2020
1822 | Mistersky | 2000
1822 | Mistersky | 2001
1822 | Mistersky | 2002
1822 | Mistersky | 2003
1822 | Mistersky | 2004
1822 | Mistersky | 2005
1822 | Mistersky | 2006
1822 | Mistersky | 2007
1822 | Mistersky | 2008
1822 | Mistersky | 2009
1822 | Mistersky | 2010
1822 | Mistersky | 2014
1825 | J B Sims | 2000
1825 | J B Sims | 2001
1825 | J B Sims | 2002
1825 | J B Sims | 2003
1825 | J B Sims | 2004
1825 | J B Sims | 2005
1825 | J B Sims | 2006
1825 | J B Sims | 2007
1825 | J B Sims | 2008
1825 | J B Sims | 2009
1825 | J B Sims | 2010
1825 | J B Sims | 2011
1825 | J B Sims | 2012
1825 | J B Sims | 2013
1825 | J B Sims | 2014
1825 | J B Sims | 2015
1825 | J B Sims | 2016
1825 | J B Sims | 2017
1825 | J B Sims | 2018
1825 | J B Sims | 2019
1825 | J B Sims | 2020
1830 | James De Young | 2000
1830 | James De Young | 2001
1830 | James De Young | 2002
1830 | James De Young | 2003
1830 | James De Young | 2004
1830 | James De Young | 2005
1830 | James De Young | 2006
1830 | James De Young | 2007
1830 | James De Young | 2008
1830 | James De Young | 2009
1830 | James De Young | 2010
1830 | James De Young | 2011
1830 | James De Young | 2012
1830 | James De Young | 2013
1830 | James De Young | 2014
1830 | James De Young | 2015
1830 | James De Young | 2016
1830 | James De Young | 2017
1831 | Eckert Station | 2000
1831 | Eckert Station | 2001
1831 | Eckert Station | 2002
1831 | Eckert Station | 2003
1831 | Eckert Station | 2004
1831 | Eckert Station | 2005
1831 | Eckert Station | 2006
1831 | Eckert Station | 2007
1831 | Eckert Station | 2008
1831 | Eckert Station | 2009
1831 | Eckert Station | 2010
1831 | Eckert Station | 2011
1831 | Eckert Station | 2012
1831 | Eckert Station | 2013
1831 | Eckert Station | 2014
1831 | Eckert Station | 2015
1831 | Eckert Station | 2016
1831 | Eckert Station | 2017
1831 | Eckert Station | 2018
1831 | Eckert Station | 2019
1831 | Eckert Station | 2020
1832 | Erickson | 2000
1832 | Erickson | 2001
1832 | Erickson | 2002
1832 | Erickson | 2003
1832 | Erickson | 2004
1832 | Erickson | 2005
1832 | Erickson | 2006
1832 | Erickson | 2007
1832 | Erickson | 2008
1832 | Erickson | 2009
1832 | Erickson | 2010
1832 | Erickson | 2011
1832 | Erickson | 2012
1832 | Erickson | 2013
1832 | Erickson | 2014
1832 | Erickson | 2015
1832 | Erickson | 2016
1832 | Erickson | 2017
1832 | Erickson | 2018
1832 | Erickson | 2019
1832 | Erickson | 2020
1843 | Shiras | 2000
1843 | Shiras | 2001
1843 | Shiras | 2002
1843 | Shiras | 2003
1843 | Shiras | 2004
1843 | Shiras | 2005
1843 | Shiras | 2006
1843 | Shiras | 2007
1843 | Shiras | 2008
1843 | Shiras | 2009
1843 | Shiras | 2010
1843 | Shiras | 2011
1843 | Shiras | 2012
1843 | Shiras | 2013
1843 | Shiras | 2014
1843 | Shiras | 2015
1843 | Shiras | 2016
1843 | Shiras | 2017
1843 | Shiras | 2018
1843 | Shiras | 2019
1866 | Wyandotte | 2000
1866 | Wyandotte | 2001
1866 | Wyandotte | 2002
1866 | Wyandotte | 2003
1866 | Wyandotte | 2004
1866 | Wyandotte | 2005
1866 | Wyandotte | 2006
1866 | Wyandotte | 2007
1866 | Wyandotte | 2008
1866 | Wyandotte | 2009
1866 | Wyandotte | 2010
1866 | Wyandotte | 2011
1866 | Wyandotte | 2012
1866 | Wyandotte | 2013
1866 | Wyandotte | 2014
1866 | Wyandotte | 2015
1866 | Wyandotte | 2016
1866 | Wyandotte | 2017
1866 | Wyandotte | 2018
1866 | Wyandotte | 2019
1866 | Wyandotte | 2020
1880 | Claude Vandyke | 2000
1880 | Claude Vandyke | 2001
1880 | Claude Vandyke | 2002
1880 | Claude Vandyke | 2003
1880 | Claude Vandyke | 2004
1880 | Claude Vandyke | 2005
1880 | Claude Vandyke | 2006
1880 | Claude Vandyke | 2007
1880 | Claude Vandyke | 2008
1880 | Claude Vandyke | 2009
1880 | Claude Vandyke | 2010
1880 | Claude Vandyke | 2011
1880 | Claude Vandyke | 2012
1880 | Claude Vandyke | 2013
1880 | Claude Vandyke | 2014
1880 | Claude Vandyke | 2015
1880 | Claude Vandyke | 2016
1880 | Claude Vandyke | 2017
1880 | Claude Vandyke | 2018
1880 | Claude Vandyke | 2019
1888 | Fox Lake | 2000
1888 | Fox Lake | 2001
1888 | Fox Lake | 2002
1888 | Fox Lake | 2003
1888 | Fox Lake | 2004
1888 | Fox Lake | 2005
1888 | Fox Lake | 2006
1888 | Fox Lake | 2007
1888 | Fox Lake | 2008
1888 | Fox Lake | 2009
1888 | Fox Lake | 2010
1888 | Fox Lake | 2011
1888 | Fox Lake | 2012
1888 | Fox Lake | 2013
1888 | Fox Lake | 2014
1888 | Fox Lake | 2015
1888 | Fox Lake | 2016
1888 | Fox Lake | 2017
1891 | Syl Laskin | 2000
1891 | Syl Laskin | 2001
1891 | Syl Laskin | 2002
1891 | Syl Laskin | 2003
1891 | Syl Laskin | 2004
1891 | Syl Laskin | 2005
1891 | Syl Laskin | 2006
1891 | Syl Laskin | 2007
1891 | Syl Laskin | 2008
1891 | Syl Laskin | 2009
1891 | Syl Laskin | 2010
1891 | Syl Laskin | 2011
1891 | Syl Laskin | 2012
1891 | Syl Laskin | 2013
1891 | Syl Laskin | 2014
1891 | Syl Laskin | 2015
1891 | Syl Laskin | 2016
1891 | Syl Laskin | 2017
1891 | Syl Laskin | 2018
1891 | Syl Laskin | 2019
1891 | Syl Laskin | 2020
1893 | Clay Boswell | 2000
1893 | Clay Boswell | 2001
1893 | Clay Boswell | 2002
1893 | Clay Boswell | 2003
1893 | Clay Boswell | 2004
1893 | Clay Boswell | 2005
1893 | Clay Boswell | 2006
1893 | Clay Boswell | 2007
1893 | Clay Boswell | 2008
1893 | Clay Boswell | 2009
1893 | Clay Boswell | 2010
1893 | Clay Boswell | 2011
1893 | Clay Boswell | 2012
1893 | Clay Boswell | 2013
1893 | Clay Boswell | 2014
1893 | Clay Boswell | 2015
1893 | Clay Boswell | 2016
1893 | Clay Boswell | 2017
1893 | Clay Boswell | 2018
1893 | Clay Boswell | 2019
1893 | Clay Boswell | 2020
1897 | M L Hibbard | 2000
1897 | M L Hibbard | 2004
1897 | M L Hibbard | 2005
1897 | M L Hibbard | 2006
1897 | M L Hibbard | 2007
1897 | M L Hibbard | 2008
1897 | M L Hibbard | 2009
1897 | M L Hibbard | 2010
1897 | M L Hibbard | 2011
1897 | M L Hibbard | 2012
1904 | Black Dog | 2000
1904 | Black Dog | 2001
1904 | Black Dog | 2002
1904 | Black Dog | 2003
1904 | Black Dog | 2004
1904 | Black Dog | 2005
1904 | Black Dog | 2006
1904 | Black Dog | 2007
1904 | Black Dog | 2008
1904 | Black Dog | 2009
1904 | Black Dog | 2010
1904 | Black Dog | 2011
1904 | Black Dog | 2012
1904 | Black Dog | 2013
1904 | Black Dog | 2014
1904 | Black Dog | 2015
1904 | Black Dog | 2016
1904 | Black Dog | 2017
1904 | Black Dog | 2018
1904 | Black Dog | 2019
1904 | Black Dog | 2020
1912 | High Bridge | 2000
1912 | High Bridge | 2001
1912 | High Bridge | 2002
1912 | High Bridge | 2003
1912 | High Bridge | 2004
1912 | High Bridge | 2005
1912 | High Bridge | 2006
1912 | High Bridge | 2007
1912 | High Bridge | 2008
1912 | High Bridge | 2009
1912 | High Bridge | 2010
1912 | High Bridge | 2011
1912 | High Bridge | 2012
1912 | High Bridge | 2013
1912 | High Bridge | 2014
1912 | High Bridge | 2015
1912 | High Bridge | 2016
1912 | High Bridge | 2017
1912 | High Bridge | 2018
1912 | High Bridge | 2019
1912 | High Bridge | 2020
1915 | Allen S King | 2000
1915 | Allen S King | 2001
1915 | Allen S King | 2002
1915 | Allen S King | 2003
1915 | Allen S King | 2004
1915 | Allen S King | 2005
1915 | Allen S King | 2006
1915 | Allen S King | 2007
1915 | Allen S King | 2008
1915 | Allen S King | 2009
1915 | Allen S King | 2010
1915 | Allen S King | 2011
1915 | Allen S King | 2012
1915 | Allen S King | 2013
1915 | Allen S King | 2014
1915 | Allen S King | 2015
1915 | Allen S King | 2016
1915 | Allen S King | 2017
1915 | Allen S King | 2018
1915 | Allen S King | 2019
1915 | Allen S King | 2020
1918 | Minnesota Valley | 2000
1918 | Minnesota Valley | 2001
1918 | Minnesota Valley | 2002
1918 | Minnesota Valley | 2003
1922 | Monticello | 2000
1922 | Monticello | 2001
1922 | Monticello | 2002
1922 | Monticello | 2003
1922 | Monticello | 2004
1922 | Monticello | 2005
1922 | Monticello | 2006
1922 | Monticello | 2007
1922 | Monticello | 2008
1922 | Monticello | 2009
1922 | Monticello | 2010
1922 | Monticello | 2011
1922 | Monticello | 2012
1922 | Monticello | 2013
1922 | Monticello | 2014
1922 | Monticello | 2015
1922 | Monticello | 2016
1922 | Monticello | 2017
1922 | Monticello | 2018
1922 | Monticello | 2019
1922 | Monticello | 2020
1925 | Prairie Island | 2000
1925 | Prairie Island | 2001
1925 | Prairie Island | 2002
1925 | Prairie Island | 2003
1925 | Prairie Island | 2004
1925 | Prairie Island | 2005
1925 | Prairie Island | 2006
1925 | Prairie Island | 2007
1925 | Prairie Island | 2008
1925 | Prairie Island | 2009
1925 | Prairie Island | 2010
1925 | Prairie Island | 2011
1925 | Prairie Island | 2012
1925 | Prairie Island | 2013
1925 | Prairie Island | 2014
1925 | Prairie Island | 2015
1925 | Prairie Island | 2016
1925 | Prairie Island | 2017
1925 | Prairie Island | 2018
1925 | Prairie Island | 2019
1925 | Prairie Island | 2020
1926 | Red Wing | 2000
1926 | Red Wing | 2001
1926 | Red Wing | 2002
1926 | Red Wing | 2003
1926 | Red Wing | 2004
1926 | Red Wing | 2005
1926 | Red Wing | 2006
1926 | Red Wing | 2007
1926 | Red Wing | 2008
1926 | Red Wing | 2009
1926 | Red Wing | 2010
1926 | Red Wing | 2011
1926 | Red Wing | 2012
1926 | Red Wing | 2013
1926 | Red Wing | 2014
1926 | Red Wing | 2015
1926 | Red Wing | 2016
1926 | Red Wing | 2017
1926 | Red Wing | 2018
1926 | Red Wing | 2019
1926 | Red Wing | 2020
1927 | Riverside | 2000
1927 | Riverside | 2001
1927 | Riverside | 2002
1927 | Riverside | 2003
1927 | Riverside | 2004
1927 | Riverside | 2005
1927 | Riverside | 2006
1927 | Riverside | 2007
1927 | Riverside | 2008
1927 | Riverside | 2009
1927 | Riverside | 2010
1927 | Riverside | 2011
1927 | Riverside | 2012
1927 | Riverside | 2013
1927 | Riverside | 2014
1927 | Riverside | 2015
1927 | Riverside | 2016
1927 | Riverside | 2017
1927 | Riverside | 2018
1927 | Riverside | 2019
1927 | Riverside | 2020
1934 | Wilmarth | 2000
1934 | Wilmarth | 2001
1934 | Wilmarth | 2002
1934 | Wilmarth | 2003
1934 | Wilmarth | 2004
1934 | Wilmarth | 2005
1934 | Wilmarth | 2006
1934 | Wilmarth | 2007
1934 | Wilmarth | 2008
1934 | Wilmarth | 2009
1934 | Wilmarth | 2010
1934 | Wilmarth | 2011
1934 | Wilmarth | 2012
1934 | Wilmarth | 2013
1934 | Wilmarth | 2014
1934 | Wilmarth | 2015
1934 | Wilmarth | 2016
1934 | Wilmarth | 2017
1934 | Wilmarth | 2018
1934 | Wilmarth | 2019
1934 | Wilmarth | 2020
1943 | Hoot Lake | 2000
1943 | Hoot Lake | 2001
1943 | Hoot Lake | 2002
1943 | Hoot Lake | 2003
1943 | Hoot Lake | 2004
1943 | Hoot Lake | 2005
1943 | Hoot Lake | 2006
1943 | Hoot Lake | 2007
1943 | Hoot Lake | 2008
1943 | Hoot Lake | 2009
1943 | Hoot Lake | 2010
1943 | Hoot Lake | 2011
1943 | Hoot Lake | 2012
1943 | Hoot Lake | 2013
1943 | Hoot Lake | 2014
1943 | Hoot Lake | 2015
1943 | Hoot Lake | 2016
1943 | Hoot Lake | 2017
1943 | Hoot Lake | 2018
1943 | Hoot Lake | 2019
1943 | Hoot Lake | 2020
1960 | Austin DT | 2000
1960 | Austin DT | 2001
1960 | Austin DT | 2002
1960 | Austin DT | 2003
1960 | Austin DT | 2004
1960 | Austin DT | 2005
1960 | Austin DT | 2006
1960 | Austin DT | 2007
1961 | Austin Northeast | 2000
1961 | Austin Northeast | 2001
1961 | Austin Northeast | 2002
1961 | Austin Northeast | 2003
1961 | Austin Northeast | 2004
1961 | Austin Northeast | 2005
1961 | Austin Northeast | 2006
1961 | Austin Northeast | 2007
1961 | Austin Northeast | 2008
1961 | Austin Northeast | 2009
1961 | Austin Northeast | 2010
1961 | Austin Northeast | 2011
1961 | Austin Northeast | 2012
1961 | Austin Northeast | 2013
1973 | Fairmont | 2000
1973 | Fairmont | 2001
1973 | Fairmont | 2002
1973 | Fairmont | 2004
1973 | Fairmont | 2005
1973 | Fairmont | 2006
1973 | Fairmont | 2007
1973 | Fairmont | 2008
1979 | Hibbing | 2000
1979 | Hibbing | 2001
1979 | Hibbing | 2002
1979 | Hibbing | 2003
1979 | Hibbing | 2004
1979 | Hibbing | 2005
1979 | Hibbing | 2006
1979 | Hibbing | 2007
1979 | Hibbing | 2008
1979 | Hibbing | 2009
1979 | Hibbing | 2010
1979 | Hibbing | 2011
1979 | Hibbing | 2012
1979 | Hibbing | 2013
1979 | Hibbing | 2014
1979 | Hibbing | 2015
1979 | Hibbing | 2016
1979 | Hibbing | 2017
1979 | Hibbing | 2018
1979 | Hibbing | 2019
1979 | Hibbing | 2020
1980 | Hutch Plant #1 | 2000
1980 | Hutch Plant #1 | 2001
1980 | Hutch Plant #1 | 2002
1980 | Hutch Plant #1 | 2005
1980 | Hutch Plant #1 | 2006
1980 | Hutch Plant #1 | 2007
1980 | Hutch Plant #1 | 2008
1980 | Hutch Plant #1 | 2009
1980 | Hutch Plant #1 | 2010
1980 | Hutch Plant #1 | 2011
1980 | Hutch Plant #1 | 2012
1980 | Hutch Plant #1 | 2013
1980 | Hutch Plant #1 | 2014
1980 | Hutch Plant #1 | 2015
1980 | Hutch Plant #1 | 2016
1980 | Hutch Plant #1 | 2017
1980 | Hutch Plant #1 | 2018
1980 | Hutch Plant #1 | 2019
1990 | Luverne | 2000
2001 | New Ulm | 2000
2001 | New Ulm | 2001
2001 | New Ulm | 2002
2001 | New Ulm | 2003
2001 | New Ulm | 2004
2001 | New Ulm | 2005
2001 | New Ulm | 2006
2001 | New Ulm | 2007
2001 | New Ulm | 2008
2001 | New Ulm | 2009
2001 | New Ulm | 2010
2001 | New Ulm | 2011
2001 | New Ulm | 2012
2001 | New Ulm | 2013
2001 | New Ulm | 2014
2001 | New Ulm | 2015
2001 | New Ulm | 2016
2001 | New Ulm | 2017
2001 | New Ulm | 2018
2001 | New Ulm | 2019
2001 | New Ulm | 2020
2003 | Owatonna | 2000
2003 | Owatonna | 2001
2003 | Owatonna | 2002
2003 | Owatonna | 2003
2003 | Owatonna | 2004
2003 | Owatonna | 2005
2003 | Owatonna | 2006
2003 | Owatonna | 2007
2003 | Owatonna | 2008
2003 | Owatonna | 2009
2003 | Owatonna | 2011
2008 | Silver Lake | 2000
2008 | Silver Lake | 2001
2008 | Silver Lake | 2002
2008 | Silver Lake | 2003
2008 | Silver Lake | 2004
2008 | Silver Lake | 2005
2008 | Silver Lake | 2006
2008 | Silver Lake | 2007
2008 | Silver Lake | 2008
2008 | Silver Lake | 2009
2008 | Silver Lake | 2010
2008 | Silver Lake | 2011
2008 | Silver Lake | 2012
2008 | Silver Lake | 2013
2008 | Silver Lake | 2014
2008 | Silver Lake | 2015
2018 | Virginia | 2000
2018 | Virginia | 2001
2018 | Virginia | 2002
2018 | Virginia | 2003
2018 | Virginia | 2004
2018 | Virginia | 2005
2018 | Virginia | 2006
2018 | Virginia | 2007
2018 | Virginia | 2008
2018 | Virginia | 2009
2018 | Virginia | 2010
2018 | Virginia | 2011
2018 | Virginia | 2012
2018 | Virginia | 2013
2018 | Virginia | 2014
2018 | Virginia | 2015
2018 | Virginia | 2016
2018 | Virginia | 2017
2018 | Virginia | 2018
2018 | Virginia | 2019
2018 | Virginia | 2020
2022 | Willmar | 2000
2022 | Willmar | 2001
2022 | Willmar | 2002
2022 | Willmar | 2003
2022 | Willmar | 2004
2022 | Willmar | 2005
2022 | Willmar | 2006
2022 | Willmar | 2007
2022 | Willmar | 2008
2022 | Willmar | 2009
2022 | Willmar | 2010
2022 | Willmar | 2011
2022 | Willmar | 2012
2022 | Willmar | 2013
2022 | Willmar | 2014
2022 | Willmar | 2015
2022 | Willmar | 2016
2022 | Willmar | 2017
2022 | Willmar | 2018
2022 | Willmar | 2019
2022 | Willmar | 2020
2039 | Elk River | 2000
2039 | Elk River | 2001
2039 | Elk River | 2002
2039 | Elk River | 2003
2039 | Elk River | 2005
2039 | Elk River | 2006
2039 | Elk River | 2007
2039 | Elk River | 2008
2039 | Elk River | 2009
2039 | Elk River | 2010
2039 | Elk River | 2011
2039 | Elk River | 2012
2039 | Elk River | 2013
2039 | Elk River | 2014
2039 | Elk River | 2015
2039 | Elk River | 2016
2039 | Elk River | 2017
2039 | Elk River | 2018
2039 | Elk River | 2019
2046 | Eaton | 2000
2046 | Eaton | 2001
2046 | Eaton | 2002
2046 | Eaton | 2003
2046 | Eaton | 2004
2046 | Eaton | 2005
2046 | Eaton | 2006
2046 | Eaton | 2007
2046 | Eaton | 2008
2046 | Eaton | 2009
2046 | Eaton | 2010
2046 | Eaton | 2011
2046 | Eaton | 2012
2048 | Sweatt | 2000
2048 | Sweatt | 2001
2048 | Sweatt | 2002
2048 | Sweatt | 2003
2048 | Sweatt | 2004
2048 | Sweatt | 2005
2048 | Sweatt | 2006
2048 | Sweatt | 2007
2048 | Sweatt | 2008
2048 | Sweatt | 2009
2048 | Sweatt | 2010
2048 | Sweatt | 2011
2048 | Sweatt | 2012
2048 | Sweatt | 2013
2048 | Sweatt | 2014
2048 | Sweatt | 2015
2049 | Jack Watson | 2000
2049 | Jack Watson | 2001
2049 | Jack Watson | 2002
2049 | Jack Watson | 2003
2049 | Jack Watson | 2004
2049 | Jack Watson | 2005
2049 | Jack Watson | 2006
2049 | Jack Watson | 2007
2049 | Jack Watson | 2008
2049 | Jack Watson | 2009
2049 | Jack Watson | 2010
2049 | Jack Watson | 2011
2049 | Jack Watson | 2012
2049 | Jack Watson | 2013
2049 | Jack Watson | 2014
2049 | Jack Watson | 2015
2049 | Jack Watson | 2016
2049 | Jack Watson | 2017
2049 | Jack Watson | 2018
2049 | Jack Watson | 2019
2049 | Jack Watson | 2020
2050 | Baxter Wilson | 2000
2050 | Baxter Wilson | 2001
2050 | Baxter Wilson | 2002
2050 | Baxter Wilson | 2003
2050 | Baxter Wilson | 2004
2050 | Baxter Wilson | 2005
2050 | Baxter Wilson | 2006
2050 | Baxter Wilson | 2007
2050 | Baxter Wilson | 2008
2050 | Baxter Wilson | 2009
2050 | Baxter Wilson | 2010
2050 | Baxter Wilson | 2011
2050 | Baxter Wilson | 2012
2050 | Baxter Wilson | 2013
2050 | Baxter Wilson | 2014
2050 | Baxter Wilson | 2015
2050 | Baxter Wilson | 2016
2050 | Baxter Wilson | 2017
2050 | Baxter Wilson | 2018
2050 | Baxter Wilson | 2019
2050 | Baxter Wilson | 2020
2051 | Delta | 2000
2051 | Delta | 2001
2051 | Delta | 2002
2051 | Delta | 2003
2051 | Delta | 2004
2051 | Delta | 2005
2051 | Delta | 2006
2051 | Delta | 2008
2051 | Delta | 2009
2051 | Delta | 2010
2052 | Natchez | 2000
2052 | Natchez | 2004
2052 | Natchez | 2007
2052 | Natchez | 2008
2053 | Rex Brown | 2000
2053 | Rex Brown | 2001
2053 | Rex Brown | 2002
2053 | Rex Brown | 2003
2053 | Rex Brown | 2004
2053 | Rex Brown | 2005
2053 | Rex Brown | 2006
2053 | Rex Brown | 2007
2053 | Rex Brown | 2008
2053 | Rex Brown | 2009
2053 | Rex Brown | 2010
2053 | Rex Brown | 2011
2053 | Rex Brown | 2012
2053 | Rex Brown | 2013
2053 | Rex Brown | 2014
2053 | Rex Brown | 2015
2053 | Rex Brown | 2016
2053 | Rex Brown | 2017
2053 | Rex Brown | 2018
2053 | Rex Brown | 2019
2059 | L L Wilkins | 2000
2059 | L L Wilkins | 2001
2059 | L L Wilkins | 2002
2059 | L L Wilkins | 2003
2059 | L L Wilkins | 2005
2059 | L L Wilkins | 2009
2059 | L L Wilkins | 2010
2059 | L L Wilkins | 2011
2059 | L L Wilkins | 2012
2059 | L L Wilkins | 2013
2059 | L L Wilkins | 2014
2059 | L L Wilkins | 2015
2059 | L L Wilkins | 2016
2059 | L L Wilkins | 2017
2059 | L L Wilkins | 2018
2059 | L L Wilkins | 2019
2059 | L L Wilkins | 2020
2062 | Henderson | 2000
2062 | Henderson | 2001
2062 | Henderson | 2002
2062 | Henderson | 2003
2062 | Henderson | 2004
2062 | Henderson | 2005
2062 | Henderson | 2006
2062 | Henderson | 2007
2062 | Henderson | 2008
2062 | Henderson | 2009
2062 | Henderson | 2010
2062 | Henderson | 2011
2062 | Henderson | 2013
2062 | Henderson | 2014
2062 | Henderson | 2015
2062 | Henderson | 2016
2062 | Henderson | 2017
2063 | Wright | 2000
2063 | Wright | 2001
2063 | Wright | 2002
2063 | Wright | 2003
2063 | Wright | 2004
2063 | Wright | 2005
2063 | Wright | 2006
2063 | Wright | 2007
2063 | Wright | 2008
2063 | Wright | 2009
2067 | Yazoo | 2000
2067 | Yazoo | 2002
2067 | Yazoo | 2004
2067 | Yazoo | 2006
2067 | Yazoo | 2007
2067 | Yazoo | 2008
2067 | Yazoo | 2010
2067 | Yazoo | 2011
2067 | Yazoo | 2012
2067 | Yazoo | 2013
2067 | Yazoo | 2014
2067 | Yazoo | 2015
2067 | Yazoo | 2016
2067 | Yazoo | 2017
2067 | Yazoo | 2018
2067 | Yazoo | 2019
2070 | Moselle | 2000
2070 | Moselle | 2001
2070 | Moselle | 2002
2070 | Moselle | 2003
2070 | Moselle | 2004
2070 | Moselle | 2005
2070 | Moselle | 2006
2070 | Moselle | 2007
2070 | Moselle | 2008
2070 | Moselle | 2009
2070 | Moselle | 2010
2070 | Moselle | 2011
2070 | Moselle | 2012
2070 | Moselle | 2013
2070 | Moselle | 2014
2070 | Moselle | 2015
2070 | Moselle | 2016
2070 | Moselle | 2017
2070 | Moselle | 2018
2070 | Moselle | 2019
2070 | Moselle | 2020
2076 | Asbury | 2000
2076 | Asbury | 2001
2076 | Asbury | 2002
2076 | Asbury | 2003
2076 | Asbury | 2004
2076 | Asbury | 2005
2076 | Asbury | 2006
2076 | Asbury | 2007
2076 | Asbury | 2008
2076 | Asbury | 2009
2076 | Asbury | 2010
2076 | Asbury | 2011
2076 | Asbury | 2012
2076 | Asbury | 2013
2076 | Asbury | 2014
2076 | Asbury | 2015
2076 | Asbury | 2016
2076 | Asbury | 2017
2076 | Asbury | 2018
2076 | Asbury | 2019
2076 | Asbury | 2020
2079 | Hawthorn | 2000
2079 | Hawthorn | 2001
2079 | Hawthorn | 2002
2079 | Hawthorn | 2003
2079 | Hawthorn | 2004
2079 | Hawthorn | 2005
2079 | Hawthorn | 2006
2079 | Hawthorn | 2007
2079 | Hawthorn | 2008
2079 | Hawthorn | 2009
2079 | Hawthorn | 2010
2079 | Hawthorn | 2011
2079 | Hawthorn | 2012
2079 | Hawthorn | 2013
2079 | Hawthorn | 2014
2079 | Hawthorn | 2015
2079 | Hawthorn | 2016
2079 | Hawthorn | 2017
2079 | Hawthorn | 2018
2079 | Hawthorn | 2019
2079 | Hawthorn | 2020
2080 | Montrose | 2000
2080 | Montrose | 2001
2080 | Montrose | 2002
2080 | Montrose | 2003
2080 | Montrose | 2004
2080 | Montrose | 2005
2080 | Montrose | 2006
2080 | Montrose | 2007
2080 | Montrose | 2008
2080 | Montrose | 2009
2080 | Montrose | 2010
2080 | Montrose | 2011
2080 | Montrose | 2012
2080 | Montrose | 2013
2080 | Montrose | 2014
2080 | Montrose | 2015
2080 | Montrose | 2016
2080 | Montrose | 2017
2080 | Montrose | 2018
2094 | Sibley | 2000
2094 | Sibley | 2001
2094 | Sibley | 2002
2094 | Sibley | 2003
2094 | Sibley | 2004
2094 | Sibley | 2005
2094 | Sibley | 2006
2094 | Sibley | 2007
2094 | Sibley | 2008
2094 | Sibley | 2009
2094 | Sibley | 2010
2094 | Sibley | 2011
2094 | Sibley | 2012
2094 | Sibley | 2013
2094 | Sibley | 2014
2094 | Sibley | 2015
2094 | Sibley | 2016
2094 | Sibley | 2017
2094 | Sibley | 2018
2098 | Lake Road | 2000
2098 | Lake Road | 2001
2098 | Lake Road | 2002
2098 | Lake Road | 2003
2098 | Lake Road | 2004
2098 | Lake Road | 2005
2098 | Lake Road | 2006
2098 | Lake Road | 2007
2098 | Lake Road | 2008
2098 | Lake Road | 2009
2098 | Lake Road | 2010
2098 | Lake Road | 2011
2098 | Lake Road | 2012
2098 | Lake Road | 2013
2098 | Lake Road | 2014
2098 | Lake Road | 2015
2098 | Lake Road | 2016
2098 | Lake Road | 2017
2098 | Lake Road | 2018
2098 | Lake Road | 2019
2098 | Lake Road | 2020
2103 | Labadie | 2000
2103 | Labadie | 2001
2103 | Labadie | 2002
2103 | Labadie | 2003
2103 | Labadie | 2004
2103 | Labadie | 2005
2103 | Labadie | 2006
2103 | Labadie | 2007
2103 | Labadie | 2008
2103 | Labadie | 2009
2103 | Labadie | 2010
2103 | Labadie | 2011
2103 | Labadie | 2012
2103 | Labadie | 2013
2103 | Labadie | 2014
2103 | Labadie | 2015
2103 | Labadie | 2016
2103 | Labadie | 2017
2103 | Labadie | 2018
2103 | Labadie | 2019
2103 | Labadie | 2020
2104 | Meramec | 2000
2104 | Meramec | 2001
2104 | Meramec | 2002
2104 | Meramec | 2003
2104 | Meramec | 2004
2104 | Meramec | 2005
2104 | Meramec | 2006
2104 | Meramec | 2007
2104 | Meramec | 2008
2104 | Meramec | 2009
2104 | Meramec | 2010
2104 | Meramec | 2011
2104 | Meramec | 2012
2104 | Meramec | 2013
2104 | Meramec | 2014
2104 | Meramec | 2015
2104 | Meramec | 2016
2104 | Meramec | 2017
2104 | Meramec | 2018
2104 | Meramec | 2019
2104 | Meramec | 2020
2107 | Sioux | 2000
2107 | Sioux | 2001
2107 | Sioux | 2002
2107 | Sioux | 2003
2107 | Sioux | 2004
2107 | Sioux | 2005
2107 | Sioux | 2006
2107 | Sioux | 2007
2107 | Sioux | 2008
2107 | Sioux | 2009
2107 | Sioux | 2010
2107 | Sioux | 2011
2107 | Sioux | 2012
2107 | Sioux | 2013
2107 | Sioux | 2014
2107 | Sioux | 2015
2107 | Sioux | 2016
2107 | Sioux | 2017
2107 | Sioux | 2018
2107 | Sioux | 2019
2107 | Sioux | 2020
2123 | Columbia | 2000
2123 | Columbia | 2001
2123 | Columbia | 2002
2123 | Columbia | 2003
2123 | Columbia | 2004
2123 | Columbia | 2005
2123 | Columbia | 2006
2123 | Columbia | 2007
2123 | Columbia | 2008
2123 | Columbia | 2009
2123 | Columbia | 2010
2123 | Columbia | 2011
2123 | Columbia | 2012
2123 | Columbia | 2013
2123 | Columbia | 2014
2123 | Columbia | 2015
2123 | Columbia | 2016
2123 | Columbia | 2017
2123 | Columbia | 2018
2123 | Columbia | 2019
2123 | Columbia | 2020
2132 | Blue Valley | 2000
2132 | Blue Valley | 2001
2132 | Blue Valley | 2002
2132 | Blue Valley | 2003
2132 | Blue Valley | 2004
2132 | Blue Valley | 2005
2132 | Blue Valley | 2006
2132 | Blue Valley | 2007
2132 | Blue Valley | 2008
2132 | Blue Valley | 2009
2132 | Blue Valley | 2010
2132 | Blue Valley | 2011
2132 | Blue Valley | 2012
2132 | Blue Valley | 2013
2132 | Blue Valley | 2014
2132 | Blue Valley | 2015
2132 | Blue Valley | 2016
2132 | Blue Valley | 2017
2132 | Blue Valley | 2018
2132 | Blue Valley | 2019
2132 | Blue Valley | 2020
2144 | Marshall | 2000
2144 | Marshall | 2001
2144 | Marshall | 2002
2144 | Marshall | 2003
2144 | Marshall | 2004
2144 | Marshall | 2005
2144 | Marshall | 2006
2144 | Marshall | 2007
2144 | Marshall | 2008
2144 | Marshall | 2009
2144 | Marshall | 2010
2144 | Marshall | 2011
2144 | Marshall | 2012
2144 | Marshall | 2013
2144 | Marshall | 2014
2144 | Marshall | 2015
2144 | Marshall | 2016
2161 | James River Power St | 2000
2161 | James River Power St | 2001
2161 | James River Power St | 2002
2161 | James River Power St | 2003
2161 | James River Power St | 2004
2161 | James River Power St | 2005
2161 | James River Power St | 2006
2161 | James River Power St | 2007
2161 | James River Power St | 2008
2161 | James River Power St | 2009
2161 | James River Power St | 2010
2161 | James River Power St | 2011
2161 | James River Power St | 2012
2161 | James River Power St | 2013
2161 | James River Power St | 2014
2161 | James River Power St | 2015
2161 | James River Power St | 2016
2161 | James River Power St | 2017
2161 | James River Power St | 2018
2167 | New Madrid | 2000
2167 | New Madrid | 2001
2167 | New Madrid | 2002
2167 | New Madrid | 2003
2167 | New Madrid | 2004
2167 | New Madrid | 2005
2167 | New Madrid | 2006
2167 | New Madrid | 2007
2167 | New Madrid | 2008
2167 | New Madrid | 2009
2167 | New Madrid | 2010
2167 | New Madrid | 2011
2167 | New Madrid | 2012
2167 | New Madrid | 2013
2167 | New Madrid | 2014
2167 | New Madrid | 2015
2167 | New Madrid | 2016
2167 | New Madrid | 2017
2167 | New Madrid | 2018
2167 | New Madrid | 2019
2167 | New Madrid | 2020
2168 | Thomas Hill | 2000
2168 | Thomas Hill | 2001
2168 | Thomas Hill | 2002
2168 | Thomas Hill | 2003
2168 | Thomas Hill | 2004
2168 | Thomas Hill | 2005
2168 | Thomas Hill | 2006
2168 | Thomas Hill | 2007
2168 | Thomas Hill | 2008
2168 | Thomas Hill | 2009
2168 | Thomas Hill | 2010
2168 | Thomas Hill | 2011
2168 | Thomas Hill | 2012
2168 | Thomas Hill | 2013
2168 | Thomas Hill | 2014
2168 | Thomas Hill | 2015
2168 | Thomas Hill | 2016
2168 | Thomas Hill | 2017
2168 | Thomas Hill | 2018
2168 | Thomas Hill | 2019
2168 | Thomas Hill | 2020
2169 | Chamois | 2000
2169 | Chamois | 2001
2169 | Chamois | 2002
2169 | Chamois | 2003
2169 | Chamois | 2004
2169 | Chamois | 2005
2169 | Chamois | 2006
2169 | Chamois | 2007
2169 | Chamois | 2008
2169 | Chamois | 2009
2169 | Chamois | 2010
2169 | Chamois | 2011
2169 | Chamois | 2012
2171 | Missouri City | 2000
2171 | Missouri City | 2001
2171 | Missouri City | 2002
2171 | Missouri City | 2003
2171 | Missouri City | 2004
2171 | Missouri City | 2005
2171 | Missouri City | 2006
2171 | Missouri City | 2007
2171 | Missouri City | 2008
2171 | Missouri City | 2009
2171 | Missouri City | 2010
2171 | Missouri City | 2011
2171 | Missouri City | 2012
2171 | Missouri City | 2013
2171 | Missouri City | 2015
2187 | Corette | 2000
2187 | Corette | 2001
2187 | Corette | 2002
2187 | Corette | 2003
2187 | Corette | 2004
2187 | Corette | 2005
2187 | Corette | 2006
2187 | Corette | 2007
2187 | Corette | 2008
2187 | Corette | 2009
2187 | Corette | 2010
2187 | Corette | 2011
2187 | Corette | 2012
2187 | Corette | 2013
2187 | Corette | 2014
2187 | Corette | 2015
2226 | Canaday | 2000
2226 | Canaday | 2001
2226 | Canaday | 2002
2226 | Canaday | 2003
2226 | Canaday | 2004
2226 | Canaday | 2005
2226 | Canaday | 2006
2226 | Canaday | 2007
2226 | Canaday | 2008
2226 | Canaday | 2009
2226 | Canaday | 2010
2226 | Canaday | 2011
2226 | Canaday | 2012
2226 | Canaday | 2013
2226 | Canaday | 2014
2226 | Canaday | 2015
2226 | Canaday | 2016
2226 | Canaday | 2017
2226 | Canaday | 2018
2226 | Canaday | 2019
2226 | Canaday | 2020
2236 | Fairbury | 2000
2236 | Fairbury | 2001
2236 | Fairbury | 2002
2236 | Fairbury | 2003
2236 | Fairbury | 2004
2236 | Fairbury | 2005
2236 | Fairbury | 2006
2236 | Fairbury | 2007
2236 | Fairbury | 2008
2236 | Fairbury | 2009
2236 | Fairbury | 2010
2236 | Fairbury | 2011
2236 | Fairbury | 2012
2236 | Fairbury | 2013
2236 | Fairbury | 2014
2236 | Fairbury | 2016
2236 | Fairbury | 2017
2240 | Lon Wright | 2000
2240 | Lon Wright | 2001
2240 | Lon Wright | 2002
2240 | Lon Wright | 2003
2240 | Lon Wright | 2004
2240 | Lon Wright | 2005
2240 | Lon Wright | 2006
2240 | Lon Wright | 2007
2240 | Lon Wright | 2008
2240 | Lon Wright | 2009
2240 | Lon Wright | 2010
2240 | Lon Wright | 2011
2240 | Lon Wright | 2012
2240 | Lon Wright | 2013
2240 | Lon Wright | 2014
2240 | Lon Wright | 2015
2240 | Lon Wright | 2016
2240 | Lon Wright | 2017
2240 | Lon Wright | 2018
2240 | Lon Wright | 2019
2240 | Lon Wright | 2020
2241 | C W Burdick | 2000
2241 | C W Burdick | 2001
2241 | C W Burdick | 2002
2241 | C W Burdick | 2003
2241 | C W Burdick | 2004
2241 | C W Burdick | 2005
2241 | C W Burdick | 2006
2241 | C W Burdick | 2007
2241 | C W Burdick | 2008
2241 | C W Burdick | 2009
2241 | C W Burdick | 2010
2241 | C W Burdick | 2011
2241 | C W Burdick | 2012
2241 | C W Burdick | 2013
2241 | C W Burdick | 2014
2241 | C W Burdick | 2015
2241 | C W Burdick | 2016
2244 | North Denver | 2000
2244 | North Denver | 2001
2244 | North Denver | 2002
2244 | North Denver | 2003
2244 | North Denver | 2004
2244 | North Denver | 2005
2244 | North Denver | 2006
2244 | North Denver | 2007
2244 | North Denver | 2008
2244 | North Denver | 2009
2244 | North Denver | 2010
2244 | North Denver | 2011
2244 | North Denver | 2012
2244 | North Denver | 2013
2244 | North Denver | 2014
2244 | North Denver | 2015
2244 | North Denver | 2016
2244 | North Denver | 2017
2244 | North Denver | 2018
2244 | North Denver | 2019
2244 | North Denver | 2020
2277 | Sheldon | 2000
2277 | Sheldon | 2001
2277 | Sheldon | 2002
2277 | Sheldon | 2003
2277 | Sheldon | 2004
2277 | Sheldon | 2005
2277 | Sheldon | 2006
2277 | Sheldon | 2007
2277 | Sheldon | 2008
2277 | Sheldon | 2009
2277 | Sheldon | 2010
2277 | Sheldon | 2011
2277 | Sheldon | 2012
2277 | Sheldon | 2013
2277 | Sheldon | 2014
2277 | Sheldon | 2015
2277 | Sheldon | 2016
2277 | Sheldon | 2017
2277 | Sheldon | 2018
2277 | Sheldon | 2019
2277 | Sheldon | 2020
2289 | Fort Calhoun | 2000
2289 | Fort Calhoun | 2001
2289 | Fort Calhoun | 2002
2289 | Fort Calhoun | 2003
2289 | Fort Calhoun | 2004
2289 | Fort Calhoun | 2005
2289 | Fort Calhoun | 2006
2289 | Fort Calhoun | 2007
2289 | Fort Calhoun | 2008
2289 | Fort Calhoun | 2009
2289 | Fort Calhoun | 2010
2289 | Fort Calhoun | 2011
2289 | Fort Calhoun | 2012
2289 | Fort Calhoun | 2013
2289 | Fort Calhoun | 2014
2289 | Fort Calhoun | 2015
2289 | Fort Calhoun | 2016
2291 | North Omaha | 2000
2291 | North Omaha | 2001
2291 | North Omaha | 2002
2291 | North Omaha | 2003
2291 | North Omaha | 2004
2291 | North Omaha | 2005
2291 | North Omaha | 2006
2291 | North Omaha | 2007
2291 | North Omaha | 2008
2291 | North Omaha | 2009
2291 | North Omaha | 2010
2291 | North Omaha | 2011
2291 | North Omaha | 2012
2291 | North Omaha | 2013
2291 | North Omaha | 2014
2291 | North Omaha | 2015
2291 | North Omaha | 2016
2291 | North Omaha | 2017
2291 | North Omaha | 2018
2291 | North Omaha | 2019
2291 | North Omaha | 2020
2322 | Clark | 2000
2322 | Clark | 2001
2322 | Clark | 2002
2322 | Clark | 2003
2322 | Clark | 2004
2322 | Clark | 2005
2322 | Clark | 2006
2322 | Clark | 2007
2322 | Clark | 2008
2322 | Clark | 2009
2322 | Clark | 2010
2322 | Clark | 2011
2322 | Clark | 2012
2322 | Clark | 2013
2322 | Clark | 2014
2322 | Clark | 2015
2322 | Clark | 2016
2322 | Clark | 2017
2322 | Clark | 2018
2322 | Clark | 2019
2322 | Clark | 2020
2324 | Reid Gardner | 2000
2324 | Reid Gardner | 2001
2324 | Reid Gardner | 2002
2324 | Reid Gardner | 2003
2324 | Reid Gardner | 2004
2324 | Reid Gardner | 2005
2324 | Reid Gardner | 2006
2324 | Reid Gardner | 2007
2324 | Reid Gardner | 2008
2324 | Reid Gardner | 2009
2324 | Reid Gardner | 2010
2324 | Reid Gardner | 2011
2324 | Reid Gardner | 2012
2324 | Reid Gardner | 2013
2324 | Reid Gardner | 2014
2324 | Reid Gardner | 2015
2324 | Reid Gardner | 2016
2324 | Reid Gardner | 2017
2326 | Sunrise | 2000
2326 | Sunrise | 2001
2326 | Sunrise | 2002
2326 | Sunrise | 2003
2326 | Sunrise | 2004
2326 | Sunrise | 2006
2326 | Sunrise | 2007
2326 | Sunrise | 2008
2326 | Sunrise | 2009
2326 | Sunrise | 2010
2330 | Fort Churchill | 2000
2330 | Fort Churchill | 2001
2330 | Fort Churchill | 2002
2330 | Fort Churchill | 2003
2330 | Fort Churchill | 2004
2330 | Fort Churchill | 2005
2330 | Fort Churchill | 2006
2330 | Fort Churchill | 2007
2330 | Fort Churchill | 2008
2330 | Fort Churchill | 2009
2330 | Fort Churchill | 2010
2330 | Fort Churchill | 2011
2330 | Fort Churchill | 2012
2330 | Fort Churchill | 2013
2330 | Fort Churchill | 2014
2330 | Fort Churchill | 2015
2330 | Fort Churchill | 2016
2330 | Fort Churchill | 2017
2330 | Fort Churchill | 2018
2330 | Fort Churchill | 2019
2330 | Fort Churchill | 2020
2336 | Tracy | 2000
2336 | Tracy | 2001
2336 | Tracy | 2002
2336 | Tracy | 2003
2336 | Tracy | 2004
2336 | Tracy | 2005
2336 | Tracy | 2006
2336 | Tracy | 2007
2336 | Tracy | 2008
2336 | Tracy | 2009
2336 | Tracy | 2010
2336 | Tracy | 2011
2336 | Tracy | 2012
2336 | Tracy | 2013
2336 | Tracy | 2014
2336 | Tracy | 2015
2336 | Tracy | 2016
2336 | Tracy | 2017
2336 | Tracy | 2018
2336 | Tracy | 2019
2336 | Tracy | 2020
2341 | Mohave | 2000
2341 | Mohave | 2001
2341 | Mohave | 2002
2341 | Mohave | 2003
2341 | Mohave | 2004
2341 | Mohave | 2005
2341 | Mohave | 2007
2341 | Mohave | 2008
2341 | Mohave | 2009
2341 | Mohave | 2010
2364 | Merrimack | 2000
2364 | Merrimack | 2001
2364 | Merrimack | 2002
2364 | Merrimack | 2003
2364 | Merrimack | 2004
2364 | Merrimack | 2005
2364 | Merrimack | 2006
2364 | Merrimack | 2007
2364 | Merrimack | 2008
2364 | Merrimack | 2009
2364 | Merrimack | 2010
2364 | Merrimack | 2011
2364 | Merrimack | 2012
2364 | Merrimack | 2013
2364 | Merrimack | 2014
2364 | Merrimack | 2015
2364 | Merrimack | 2016
2364 | Merrimack | 2017
2364 | Merrimack | 2018
2364 | Merrimack | 2019
2364 | Merrimack | 2020
2367 | Schiller | 2000
2367 | Schiller | 2001
2367 | Schiller | 2002
2367 | Schiller | 2003
2367 | Schiller | 2004
2367 | Schiller | 2005
2367 | Schiller | 2006
2367 | Schiller | 2007
2367 | Schiller | 2008
2367 | Schiller | 2009
2367 | Schiller | 2010
2367 | Schiller | 2011
2367 | Schiller | 2012
2367 | Schiller | 2013
2367 | Schiller | 2014
2367 | Schiller | 2015
2367 | Schiller | 2016
2367 | Schiller | 2017
2367 | Schiller | 2018
2367 | Schiller | 2019
2367 | Schiller | 2020
2378 | B L England | 2000
2378 | B L England | 2001
2378 | B L England | 2002
2378 | B L England | 2003
2378 | B L England | 2004
2378 | B L England | 2005
2378 | B L England | 2006
2378 | B L England | 2007
2378 | B L England | 2008
2378 | B L England | 2009
2378 | B L England | 2010
2378 | B L England | 2011
2378 | B L England | 2012
2378 | B L England | 2013
2378 | B L England | 2014
2378 | B L England | 2015
2378 | B L England | 2016
2378 | B L England | 2017
2378 | B L England | 2018
2378 | B L England | 2019
2384 | Deepwater | 2000
2384 | Deepwater | 2001
2384 | Deepwater | 2002
2384 | Deepwater | 2003
2384 | Deepwater | 2004
2384 | Deepwater | 2005
2384 | Deepwater | 2006
2384 | Deepwater | 2007
2384 | Deepwater | 2008
2384 | Deepwater | 2009
2384 | Deepwater | 2010
2384 | Deepwater | 2011
2384 | Deepwater | 2012
2384 | Deepwater | 2013
2384 | Deepwater | 2014
2388 | Oyster Creek | 2000
2388 | Oyster Creek | 2001
2388 | Oyster Creek | 2002
2388 | Oyster Creek | 2003
2388 | Oyster Creek | 2004
2388 | Oyster Creek | 2005
2388 | Oyster Creek | 2006
2388 | Oyster Creek | 2007
2388 | Oyster Creek | 2008
2388 | Oyster Creek | 2009
2388 | Oyster Creek | 2010
2388 | Oyster Creek | 2011
2388 | Oyster Creek | 2012
2388 | Oyster Creek | 2013
2388 | Oyster Creek | 2014
2388 | Oyster Creek | 2015
2388 | Oyster Creek | 2016
2388 | Oyster Creek | 2017
2388 | Oyster Creek | 2018
2390 | Sayreville | 2000
2390 | Sayreville | 2001
2390 | Sayreville | 2002
2390 | Sayreville | 2003
2390 | Sayreville | 2004
2393 | Gilbert | 2000
2393 | Gilbert | 2001
2393 | Gilbert | 2002
2393 | Gilbert | 2003
2393 | Gilbert | 2004
2393 | Gilbert | 2005
2393 | Gilbert | 2006
2393 | Gilbert | 2007
2393 | Gilbert | 2008
2393 | Gilbert | 2009
2393 | Gilbert | 2010
2393 | Gilbert | 2011
2393 | Gilbert | 2012
2393 | Gilbert | 2013
2393 | Gilbert | 2014
2393 | Gilbert | 2015
2393 | Gilbert | 2016
2393 | Gilbert | 2017
2393 | Gilbert | 2018
2393 | Gilbert | 2019
2393 | Gilbert | 2020
2398 | Bergen | 2000
2398 | Bergen | 2001
2398 | Bergen | 2002
2398 | Bergen | 2003
2398 | Bergen | 2004
2398 | Bergen | 2005
2398 | Bergen | 2006
2398 | Bergen | 2007
2398 | Bergen | 2008
2398 | Bergen | 2009
2398 | Bergen | 2010
2398 | Bergen | 2011
2398 | Bergen | 2012
2398 | Bergen | 2013
2398 | Bergen | 2014
2398 | Bergen | 2015
2398 | Bergen | 2016
2398 | Bergen | 2017
2398 | Bergen | 2018
2398 | Bergen | 2019
2398 | Bergen | 2020
2399 | PSEG Burlington Generating Station | 2001
2399 | PSEG Burlington Generating Station | 2002
2399 | PSEG Burlington Generating Station | 2003
2403 | Hudson | 2000
2403 | Hudson | 2001
2403 | Hudson | 2002
2403 | Hudson | 2003
2403 | Hudson | 2004
2403 | Hudson | 2005
2403 | Hudson | 2006
2403 | Hudson | 2007
2403 | Hudson | 2008
2403 | Hudson | 2009
2403 | Hudson | 2010
2403 | Hudson | 2011
2403 | Hudson | 2012
2403 | Hudson | 2013
2403 | Hudson | 2014
2403 | Hudson | 2015
2403 | Hudson | 2016
2403 | Hudson | 2017
2404 | Kearny | 2000
2404 | Kearny | 2001
2404 | Kearny | 2002
2404 | Kearny | 2003
2404 | Kearny | 2004
2406 | Linden | 2000
2406 | Linden | 2001
2406 | Linden | 2002
2406 | Linden | 2006
2406 | Linden | 2007
2406 | Linden | 2008
2406 | Linden | 2009
2406 | Linden | 2010
2406 | Linden | 2011
2406 | Linden | 2012
2406 | Linden | 2013
2406 | Linden | 2014
2406 | Linden | 2015
2406 | Linden | 2016
2406 | Linden | 2017
2406 | Linden | 2018
2406 | Linden | 2019
2406 | Linden | 2020
2408 | Mercer | 2000
2408 | Mercer | 2001
2408 | Mercer | 2002
2408 | Mercer | 2003
2408 | Mercer | 2004
2408 | Mercer | 2005
2408 | Mercer | 2006
2408 | Mercer | 2007
2408 | Mercer | 2008
2408 | Mercer | 2009
2408 | Mercer | 2010
2408 | Mercer | 2011
2408 | Mercer | 2012
2408 | Mercer | 2013
2408 | Mercer | 2014
2408 | Mercer | 2015
2408 | Mercer | 2016
2408 | Mercer | 2017
2410 | PSEG Salem Generating Station | 2000
2410 | PSEG Salem Generating Station | 2001
2410 | PSEG Salem Generating Station | 2002
2410 | PSEG Salem Generating Station | 2003
2410 | PSEG Salem Generating Station | 2004
2410 | PSEG Salem Generating Station | 2005
2410 | PSEG Salem Generating Station | 2006
2410 | PSEG Salem Generating Station | 2007
2410 | PSEG Salem Generating Station | 2008
2410 | PSEG Salem Generating Station | 2009
2410 | PSEG Salem Generating Station | 2010
2410 | PSEG Salem Generating Station | 2011
2410 | PSEG Salem Generating Station | 2012
2410 | PSEG Salem Generating Station | 2013
2410 | PSEG Salem Generating Station | 2014
2410 | PSEG Salem Generating Station | 2015
2410 | PSEG Salem Generating Station | 2016
2410 | PSEG Salem Generating Station | 2017
2410 | PSEG Salem Generating Station | 2018
2410 | PSEG Salem Generating Station | 2019
2410 | PSEG Salem Generating Station | 2020
2411 | PSEG Sewaren Generating Station | 2000
2411 | PSEG Sewaren Generating Station | 2001
2411 | PSEG Sewaren Generating Station | 2002
2411 | PSEG Sewaren Generating Station | 2003
2411 | PSEG Sewaren Generating Station | 2004
2411 | PSEG Sewaren Generating Station | 2005
2411 | PSEG Sewaren Generating Station | 2006
2411 | PSEG Sewaren Generating Station | 2007
2411 | PSEG Sewaren Generating Station | 2008
2411 | PSEG Sewaren Generating Station | 2009
2411 | PSEG Sewaren Generating Station | 2010
2411 | PSEG Sewaren Generating Station | 2011
2411 | PSEG Sewaren Generating Station | 2012
2411 | PSEG Sewaren Generating Station | 2013
2411 | PSEG Sewaren Generating Station | 2014
2411 | PSEG Sewaren Generating Station | 2015
2411 | PSEG Sewaren Generating Station | 2016
2411 | PSEG Sewaren Generating Station | 2017
2411 | PSEG Sewaren Generating Station | 2018
2434 | Howard Down | 2000
2434 | Howard Down | 2001
2434 | Howard Down | 2002
2434 | Howard Down | 2003
2434 | Howard Down | 2004
2434 | Howard Down | 2005
2434 | Howard Down | 2006
2434 | Howard Down | 2007
2434 | Howard Down | 2008
2434 | Howard Down | 2009
2434 | Howard Down | 2010
2434 | Howard Down | 2011
2434 | Howard Down | 2012
2442 | Four Corners | 2000
2442 | Four Corners | 2001
2442 | Four Corners | 2002
2442 | Four Corners | 2003
2442 | Four Corners | 2004
2442 | Four Corners | 2005
2442 | Four Corners | 2006
2442 | Four Corners | 2007
2442 | Four Corners | 2008
2442 | Four Corners | 2009
2442 | Four Corners | 2010
2442 | Four Corners | 2011
2442 | Four Corners | 2012
2442 | Four Corners | 2013
2442 | Four Corners | 2014
2442 | Four Corners | 2015
2442 | Four Corners | 2016
2442 | Four Corners | 2017
2442 | Four Corners | 2018
2442 | Four Corners | 2019
2442 | Four Corners | 2020
2444 | Rio Grande | 2000
2444 | Rio Grande | 2001
2444 | Rio Grande | 2002
2444 | Rio Grande | 2003
2444 | Rio Grande | 2004
2444 | Rio Grande | 2005
2444 | Rio Grande | 2006
2444 | Rio Grande | 2007
2444 | Rio Grande | 2008
2444 | Rio Grande | 2009
2444 | Rio Grande | 2010
2444 | Rio Grande | 2011
2444 | Rio Grande | 2012
2444 | Rio Grande | 2013
2444 | Rio Grande | 2014
2444 | Rio Grande | 2015
2444 | Rio Grande | 2016
2444 | Rio Grande | 2017
2444 | Rio Grande | 2018
2444 | Rio Grande | 2019
2444 | Rio Grande | 2020
2446 | Maddox | 2000
2446 | Maddox | 2001
2446 | Maddox | 2002
2446 | Maddox | 2003
2446 | Maddox | 2004
2446 | Maddox | 2005
2446 | Maddox | 2006
2446 | Maddox | 2007
2446 | Maddox | 2008
2446 | Maddox | 2009
2446 | Maddox | 2010
2446 | Maddox | 2011
2446 | Maddox | 2012
2446 | Maddox | 2013
2446 | Maddox | 2014
2446 | Maddox | 2015
2446 | Maddox | 2016
2446 | Maddox | 2017
2446 | Maddox | 2018
2446 | Maddox | 2019
2446 | Maddox | 2020
2450 | Reeves | 2000
2450 | Reeves | 2001
2450 | Reeves | 2002
2450 | Reeves | 2003
2450 | Reeves | 2004
2450 | Reeves | 2005
2450 | Reeves | 2006
2450 | Reeves | 2007
2450 | Reeves | 2008
2450 | Reeves | 2009
2450 | Reeves | 2010
2450 | Reeves | 2011
2450 | Reeves | 2012
2450 | Reeves | 2013
2450 | Reeves | 2014
2450 | Reeves | 2015
2450 | Reeves | 2016
2450 | Reeves | 2017
2450 | Reeves | 2018
2450 | Reeves | 2019
2450 | Reeves | 2020
2451 | San Juan | 2000
2451 | San Juan | 2001
2451 | San Juan | 2002
2451 | San Juan | 2003
2451 | San Juan | 2004
2451 | San Juan | 2005
2451 | San Juan | 2006
2451 | San Juan | 2007
2451 | San Juan | 2008
2451 | San Juan | 2009
2451 | San Juan | 2010
2451 | San Juan | 2011
2451 | San Juan | 2012
2451 | San Juan | 2013
2451 | San Juan | 2014
2451 | San Juan | 2015
2451 | San Juan | 2016
2451 | San Juan | 2017
2451 | San Juan | 2018
2451 | San Juan | 2019
2451 | San Juan | 2020
2454 | Cunningham | 2000
2454 | Cunningham | 2001
2454 | Cunningham | 2002
2454 | Cunningham | 2003
2454 | Cunningham | 2004
2454 | Cunningham | 2005
2454 | Cunningham | 2006
2454 | Cunningham | 2007
2454 | Cunningham | 2008
2454 | Cunningham | 2009
2454 | Cunningham | 2010
2454 | Cunningham | 2011
2454 | Cunningham | 2012
2454 | Cunningham | 2013
2454 | Cunningham | 2014
2454 | Cunningham | 2015
2454 | Cunningham | 2016
2454 | Cunningham | 2017
2454 | Cunningham | 2018
2454 | Cunningham | 2019
2454 | Cunningham | 2020
2465 | Animas | 2000
2465 | Animas | 2001
2465 | Animas | 2002
2465 | Animas | 2003
2465 | Animas | 2004
2465 | Animas | 2005
2465 | Animas | 2006
2465 | Animas | 2007
2465 | Animas | 2008
2465 | Animas | 2009
2465 | Animas | 2010
2465 | Animas | 2011
2465 | Animas | 2012
2465 | Animas | 2013
2465 | Animas | 2014
2465 | Animas | 2015
2468 | Raton | 2000
2468 | Raton | 2001
2468 | Raton | 2002
2468 | Raton | 2003
2468 | Raton | 2004
2468 | Raton | 2005
2468 | Raton | 2006
2475 | Algodones | 2000
2480 | Danskammer | 2000
2480 | Danskammer | 2001
2480 | Danskammer | 2002
2480 | Danskammer | 2003
2480 | Danskammer | 2004
2480 | Danskammer | 2005
2480 | Danskammer | 2006
2480 | Danskammer | 2007
2480 | Danskammer | 2008
2480 | Danskammer | 2009
2480 | Danskammer | 2010
2480 | Danskammer | 2011
2480 | Danskammer | 2012
2480 | Danskammer | 2014
2480 | Danskammer | 2015
2480 | Danskammer | 2016
2480 | Danskammer | 2017
2480 | Danskammer | 2018
2480 | Danskammer | 2019
2480 | Danskammer | 2020
2490 | Arthur Kill Generating Station | 2000
2490 | Arthur Kill Generating Station | 2001
2490 | Arthur Kill Generating Station | 2002
2490 | Arthur Kill Generating Station | 2003
2490 | Arthur Kill Generating Station | 2004
2490 | Arthur Kill Generating Station | 2005
2490 | Arthur Kill Generating Station | 2006
2490 | Arthur Kill Generating Station | 2007
2490 | Arthur Kill Generating Station | 2008
2490 | Arthur Kill Generating Station | 2009
2490 | Arthur Kill Generating Station | 2010
2490 | Arthur Kill Generating Station | 2011
2490 | Arthur Kill Generating Station | 2012
2490 | Arthur Kill Generating Station | 2013
2490 | Arthur Kill Generating Station | 2014
2490 | Arthur Kill Generating Station | 2015
2490 | Arthur Kill Generating Station | 2016
2490 | Arthur Kill Generating Station | 2017
2490 | Arthur Kill Generating Station | 2018
2490 | Arthur Kill Generating Station | 2019
2490 | Arthur Kill Generating Station | 2020
2491 | Charles Poletti | 2000
2491 | Charles Poletti | 2001
2491 | Charles Poletti | 2002
2491 | Charles Poletti | 2003
2491 | Charles Poletti | 2004
2491 | Charles Poletti | 2005
2491 | Charles Poletti | 2006
2491 | Charles Poletti | 2007
2491 | Charles Poletti | 2008
2491 | Charles Poletti | 2009
2491 | Charles Poletti | 2010
2493 | East River | 2000
2493 | East River | 2001
2493 | East River | 2002
2493 | East River | 2003
2493 | East River | 2004
2493 | East River | 2005
2493 | East River | 2006
2493 | East River | 2007
2493 | East River | 2008
2493 | East River | 2009
2493 | East River | 2010
2493 | East River | 2011
2493 | East River | 2012
2493 | East River | 2013
2493 | East River | 2014
2493 | East River | 2015
2493 | East River | 2016
2493 | East River | 2017
2493 | East River | 2018
2493 | East River | 2019
2493 | East River | 2020
2497 | Indian Point | 2000
2497 | Indian Point | 2001
2497 | Indian Point | 2002
2497 | Indian Point | 2003
2497 | Indian Point | 2004
2497 | Indian Point | 2005
2497 | Indian Point | 2006
2497 | Indian Point | 2007
2497 | Indian Point | 2008
2497 | Indian Point | 2009
2497 | Indian Point | 2010
2497 | Indian Point | 2011
2497 | Indian Point | 2012
2497 | Indian Point | 2013
2497 | Indian Point | 2014
2497 | Indian Point | 2015
2497 | Indian Point | 2016
2497 | Indian Point | 2017
2497 | Indian Point | 2018
2497 | Indian Point | 2019
2497 | Indian Point | 2020
2500 | Ravenswood | 2000
2500 | Ravenswood | 2001
2500 | Ravenswood | 2002
2500 | Ravenswood | 2003
2500 | Ravenswood | 2004
2500 | Ravenswood | 2005
2500 | Ravenswood | 2006
2500 | Ravenswood | 2007
2500 | Ravenswood | 2008
2500 | Ravenswood | 2009
2500 | Ravenswood | 2010
2500 | Ravenswood | 2011
2500 | Ravenswood | 2012
2500 | Ravenswood | 2013
2500 | Ravenswood | 2014
2500 | Ravenswood | 2015
2500 | Ravenswood | 2016
2500 | Ravenswood | 2017
2500 | Ravenswood | 2018
2500 | Ravenswood | 2019
2500 | Ravenswood | 2020
2502 | Waterside | 2000
2502 | Waterside | 2001
2502 | Waterside | 2002
2502 | Waterside | 2003
2502 | Waterside | 2004
2502 | Waterside | 2005
2511 | Barrett | 2000
2511 | Barrett | 2001
2511 | Barrett | 2002
2511 | Barrett | 2003
2511 | Barrett | 2004
2511 | Barrett | 2005
2511 | Barrett | 2006
2511 | Barrett | 2007
2511 | Barrett | 2008
2511 | Barrett | 2009
2511 | Barrett | 2010
2511 | Barrett | 2011
2511 | Barrett | 2012
2511 | Barrett | 2013
2511 | Barrett | 2014
2511 | Barrett | 2015
2511 | Barrett | 2016
2511 | Barrett | 2017
2511 | Barrett | 2018
2511 | Barrett | 2019
2511 | Barrett | 2020
2513 | Far Rockaway | 2000
2513 | Far Rockaway | 2001
2513 | Far Rockaway | 2002
2513 | Far Rockaway | 2003
2513 | Far Rockaway | 2004
2513 | Far Rockaway | 2005
2513 | Far Rockaway | 2006
2513 | Far Rockaway | 2007
2513 | Far Rockaway | 2008
2513 | Far Rockaway | 2009
2513 | Far Rockaway | 2010
2513 | Far Rockaway | 2011
2513 | Far Rockaway | 2012
2514 | Glenwood | 2000
2514 | Glenwood | 2001
2514 | Glenwood | 2002
2514 | Glenwood | 2003
2514 | Glenwood | 2004
2514 | Glenwood | 2005
2514 | Glenwood | 2006
2514 | Glenwood | 2007
2514 | Glenwood | 2008
2514 | Glenwood | 2009
2514 | Glenwood | 2010
2514 | Glenwood | 2011
2514 | Glenwood | 2012
2516 | Northport | 2000
2516 | Northport | 2001
2516 | Northport | 2002
2516 | Northport | 2003
2516 | Northport | 2004
2516 | Northport | 2005
2516 | Northport | 2006
2516 | Northport | 2007
2516 | Northport | 2008
2516 | Northport | 2009
2516 | Northport | 2010
2516 | Northport | 2011
2516 | Northport | 2012
2516 | Northport | 2013
2516 | Northport | 2014
2516 | Northport | 2015
2516 | Northport | 2016
2516 | Northport | 2017
2516 | Northport | 2018
2516 | Northport | 2019
2516 | Northport | 2020
2517 | Port Jefferson | 2000
2517 | Port Jefferson | 2001
2517 | Port Jefferson | 2002
2517 | Port Jefferson | 2003
2517 | Port Jefferson | 2004
2517 | Port Jefferson | 2005
2517 | Port Jefferson | 2006
2517 | Port Jefferson | 2007
2517 | Port Jefferson | 2008
2517 | Port Jefferson | 2009
2517 | Port Jefferson | 2010
2517 | Port Jefferson | 2011
2517 | Port Jefferson | 2012
2517 | Port Jefferson | 2013
2517 | Port Jefferson | 2014
2517 | Port Jefferson | 2015
2517 | Port Jefferson | 2016
2517 | Port Jefferson | 2017
2517 | Port Jefferson | 2018
2517 | Port Jefferson | 2019
2517 | Port Jefferson | 2020
2526 | AES Westover | 2000
2526 | AES Westover | 2001
2526 | AES Westover | 2002
2526 | AES Westover | 2003
2526 | AES Westover | 2004
2526 | AES Westover | 2005
2526 | AES Westover | 2006
2526 | AES Westover | 2007
2526 | AES Westover | 2008
2526 | AES Westover | 2009
2526 | AES Westover | 2010
2527 | AES Greenidge LLC | 2000
2527 | AES Greenidge LLC | 2001
2527 | AES Greenidge LLC | 2002
2527 | AES Greenidge LLC | 2003
2527 | AES Greenidge LLC | 2004
2527 | AES Greenidge LLC | 2005
2527 | AES Greenidge LLC | 2006
2527 | AES Greenidge LLC | 2007
2527 | AES Greenidge LLC | 2008
2527 | AES Greenidge LLC | 2009
2527 | AES Greenidge LLC | 2010
2527 | AES Greenidge LLC | 2011
2527 | AES Greenidge LLC | 2017
2527 | AES Greenidge LLC | 2018
2527 | AES Greenidge LLC | 2019
2527 | AES Greenidge LLC | 2020
2529 | Hickling | 2000
2535 | AES Cayuga | 2000
2535 | AES Cayuga | 2001
2535 | AES Cayuga | 2002
2535 | AES Cayuga | 2003
2535 | AES Cayuga | 2004
2535 | AES Cayuga | 2005
2535 | AES Cayuga | 2006
2535 | AES Cayuga | 2007
2535 | AES Cayuga | 2008
2535 | AES Cayuga | 2009
2535 | AES Cayuga | 2010
2535 | AES Cayuga | 2011
2535 | AES Cayuga | 2012
2535 | AES Cayuga | 2013
2535 | AES Cayuga | 2014
2535 | AES Cayuga | 2015
2535 | AES Cayuga | 2016
2535 | AES Cayuga | 2017
2535 | AES Cayuga | 2018
2535 | AES Cayuga | 2019
2539 | Albany | 2000
2539 | Albany | 2001
2539 | Albany | 2002
2539 | Albany | 2003
2539 | Albany | 2004
2539 | Albany | 2005
2539 | Albany | 2006
2539 | Albany | 2007
2539 | Albany | 2008
2539 | Albany | 2009
2539 | Albany | 2010
2539 | Albany | 2011
2539 | Albany | 2012
2539 | Albany | 2013
2539 | Albany | 2014
2539 | Albany | 2015
2539 | Albany | 2016
2539 | Albany | 2017
2539 | Albany | 2018
2539 | Albany | 2019
2539 | Albany | 2020
2549 | C R Huntley | 2000
2549 | C R Huntley | 2001
2549 | C R Huntley | 2002
2549 | C R Huntley | 2003
2549 | C R Huntley | 2004
2549 | C R Huntley | 2005
2549 | C R Huntley | 2006
2549 | C R Huntley | 2007
2549 | C R Huntley | 2008
2549 | C R Huntley | 2009
2549 | C R Huntley | 2010
2549 | C R Huntley | 2011
2549 | C R Huntley | 2012
2549 | C R Huntley | 2013
2549 | C R Huntley | 2014
2549 | C R Huntley | 2015
2549 | C R Huntley | 2016
2554 | Dunkirk | 2000
2554 | Dunkirk | 2001
2554 | Dunkirk | 2002
2554 | Dunkirk | 2003
2554 | Dunkirk | 2004
2554 | Dunkirk | 2005
2554 | Dunkirk | 2006
2554 | Dunkirk | 2007
2554 | Dunkirk | 2008
2554 | Dunkirk | 2009
2554 | Dunkirk | 2010
2554 | Dunkirk | 2011
2554 | Dunkirk | 2012
2554 | Dunkirk | 2013
2554 | Dunkirk | 2014
2554 | Dunkirk | 2015
2589 | Nine Mile Point | 2000
2589 | Nine Mile Point | 2001
2589 | Nine Mile Point | 2002
2589 | Nine Mile Point | 2003
2589 | Nine Mile Point | 2004
2589 | Nine Mile Point | 2005
2589 | Nine Mile Point | 2006
2589 | Nine Mile Point | 2007
2589 | Nine Mile Point | 2008
2589 | Nine Mile Point | 2009
2589 | Nine Mile Point | 2010
2589 | Nine Mile Point | 2011
2589 | Nine Mile Point | 2012
2589 | Nine Mile Point | 2013
2589 | Nine Mile Point | 2014
2589 | Nine Mile Point | 2015
2589 | Nine Mile Point | 2016
2589 | Nine Mile Point | 2017
2589 | Nine Mile Point | 2018
2589 | Nine Mile Point | 2019
2589 | Nine Mile Point | 2020
2594 | Oswego | 2000
2594 | Oswego | 2001
2594 | Oswego | 2002
2594 | Oswego | 2003
2594 | Oswego | 2004
2594 | Oswego | 2005
2594 | Oswego | 2006
2594 | Oswego | 2007
2594 | Oswego | 2008
2594 | Oswego | 2009
2594 | Oswego | 2010
2594 | Oswego | 2011
2594 | Oswego | 2012
2594 | Oswego | 2013
2594 | Oswego | 2014
2594 | Oswego | 2015
2594 | Oswego | 2016
2594 | Oswego | 2017
2594 | Oswego | 2018
2594 | Oswego | 2019
2594 | Oswego | 2020
2625 | Bowline | 2000
2625 | Bowline | 2001
2625 | Bowline | 2002
2625 | Bowline | 2003
2625 | Bowline | 2004
2625 | Bowline | 2005
2625 | Bowline | 2006
2625 | Bowline | 2007
2625 | Bowline | 2008
2625 | Bowline | 2009
2625 | Bowline | 2010
2625 | Bowline | 2011
2625 | Bowline | 2012
2625 | Bowline | 2013
2625 | Bowline | 2014
2625 | Bowline | 2015
2625 | Bowline | 2016
2625 | Bowline | 2017
2625 | Bowline | 2018
2625 | Bowline | 2019
2625 | Bowline | 2020
2629 | Lovett | 2000
2629 | Lovett | 2001
2629 | Lovett | 2002
2629 | Lovett | 2003
2629 | Lovett | 2004
2629 | Lovett | 2005
2629 | Lovett | 2006
2629 | Lovett | 2007
2629 | Lovett | 2008
2640 | Rochester 3 | 2000
2640 | Rochester 3 | 2001
2640 | Rochester 3 | 2002
2642 | Rochester 7 | 2000
2642 | Rochester 7 | 2001
2642 | Rochester 7 | 2002
2642 | Rochester 7 | 2003
2642 | Rochester 7 | 2004
2642 | Rochester 7 | 2005
2642 | Rochester 7 | 2006
2642 | Rochester 7 | 2007
2642 | Rochester 7 | 2008
2682 | S A Carlson | 2000
2682 | S A Carlson | 2001
2682 | S A Carlson | 2002
2682 | S A Carlson | 2003
2682 | S A Carlson | 2004
2682 | S A Carlson | 2005
2682 | S A Carlson | 2006
2682 | S A Carlson | 2007
2682 | S A Carlson | 2008
2682 | S A Carlson | 2009
2682 | S A Carlson | 2010
2682 | S A Carlson | 2011
2682 | S A Carlson | 2012
2682 | S A Carlson | 2013
2682 | S A Carlson | 2014
2682 | S A Carlson | 2015
2682 | S A Carlson | 2016
2682 | S A Carlson | 2017
2682 | S A Carlson | 2018
2682 | S A Carlson | 2019
2682 | S A Carlson | 2020
2706 | Asheville | 2000
2706 | Asheville | 2001
2706 | Asheville | 2002
2706 | Asheville | 2003
2706 | Asheville | 2004
2706 | Asheville | 2005
2706 | Asheville | 2006
2706 | Asheville | 2007
2706 | Asheville | 2008
2706 | Asheville | 2009
2706 | Asheville | 2010
2706 | Asheville | 2011
2706 | Asheville | 2012
2706 | Asheville | 2013
2706 | Asheville | 2014
2706 | Asheville | 2015
2706 | Asheville | 2016
2706 | Asheville | 2017
2706 | Asheville | 2018
2706 | Asheville | 2019
2706 | Asheville | 2020
2708 | Cape Fear | 2000
2708 | Cape Fear | 2001
2708 | Cape Fear | 2002
2708 | Cape Fear | 2003
2708 | Cape Fear | 2004
2708 | Cape Fear | 2005
2708 | Cape Fear | 2006
2708 | Cape Fear | 2007
2708 | Cape Fear | 2008
2708 | Cape Fear | 2009
2708 | Cape Fear | 2010
2708 | Cape Fear | 2011
2708 | Cape Fear | 2012
2708 | Cape Fear | 2013
2709 | HF Lee Plant | 2000
2709 | HF Lee Plant | 2001
2709 | HF Lee Plant | 2002
2709 | HF Lee Plant | 2003
2709 | HF Lee Plant | 2004
2709 | HF Lee Plant | 2005
2709 | HF Lee Plant | 2006
2709 | HF Lee Plant | 2007
2709 | HF Lee Plant | 2008
2709 | HF Lee Plant | 2009
2709 | HF Lee Plant | 2010
2709 | HF Lee Plant | 2011
2709 | HF Lee Plant | 2012
2712 | Roxboro | 2000
2712 | Roxboro | 2001
2712 | Roxboro | 2002
2712 | Roxboro | 2003
2712 | Roxboro | 2004
2712 | Roxboro | 2005
2712 | Roxboro | 2006
2712 | Roxboro | 2007
2712 | Roxboro | 2008
2712 | Roxboro | 2009
2712 | Roxboro | 2010
2712 | Roxboro | 2011
2712 | Roxboro | 2012
2712 | Roxboro | 2013
2712 | Roxboro | 2014
2712 | Roxboro | 2015
2712 | Roxboro | 2016
2712 | Roxboro | 2017
2712 | Roxboro | 2018
2712 | Roxboro | 2019
2712 | Roxboro | 2020
2713 | L V Sutton | 2000
2713 | L V Sutton | 2001
2713 | L V Sutton | 2002
2713 | L V Sutton | 2003
2713 | L V Sutton | 2004
2713 | L V Sutton | 2005
2713 | L V Sutton | 2006
2713 | L V Sutton | 2007
2713 | L V Sutton | 2008
2713 | L V Sutton | 2009
2713 | L V Sutton | 2010
2713 | L V Sutton | 2011
2713 | L V Sutton | 2012
2713 | L V Sutton | 2013
2716 | W H Weatherspoon | 2000
2716 | W H Weatherspoon | 2001
2716 | W H Weatherspoon | 2002
2716 | W H Weatherspoon | 2003
2716 | W H Weatherspoon | 2004
2716 | W H Weatherspoon | 2005
2716 | W H Weatherspoon | 2006
2716 | W H Weatherspoon | 2007
2716 | W H Weatherspoon | 2008
2716 | W H Weatherspoon | 2009
2716 | W H Weatherspoon | 2010
2716 | W H Weatherspoon | 2011
2718 | G G Allen | 2000
2718 | G G Allen | 2001
2718 | G G Allen | 2002
2718 | G G Allen | 2003
2718 | G G Allen | 2004
2718 | G G Allen | 2005
2718 | G G Allen | 2006
2718 | G G Allen | 2007
2718 | G G Allen | 2008
2718 | G G Allen | 2009
2718 | G G Allen | 2010
2718 | G G Allen | 2011
2718 | G G Allen | 2012
2718 | G G Allen | 2013
2718 | G G Allen | 2014
2718 | G G Allen | 2015
2718 | G G Allen | 2016
2718 | G G Allen | 2017
2718 | G G Allen | 2018
2718 | G G Allen | 2019
2718 | G G Allen | 2020
2720 | Buck | 2000
2720 | Buck | 2001
2720 | Buck | 2002
2720 | Buck | 2003
2720 | Buck | 2004
2720 | Buck | 2005
2720 | Buck | 2006
2720 | Buck | 2007
2720 | Buck | 2008
2720 | Buck | 2009
2720 | Buck | 2010
2720 | Buck | 2011
2720 | Buck | 2012
2720 | Buck | 2013
2720 | Buck | 2014
2720 | Buck | 2015
2720 | Buck | 2016
2720 | Buck | 2017
2720 | Buck | 2018
2720 | Buck | 2019
2720 | Buck | 2020
2721 | Cliffside | 2000
2721 | Cliffside | 2001
2721 | Cliffside | 2002
2721 | Cliffside | 2003
2721 | Cliffside | 2004
2721 | Cliffside | 2005
2721 | Cliffside | 2006
2721 | Cliffside | 2007
2721 | Cliffside | 2008
2721 | Cliffside | 2009
2721 | Cliffside | 2010
2721 | Cliffside | 2011
2721 | Cliffside | 2012
2721 | Cliffside | 2013
2721 | Cliffside | 2014
2721 | Cliffside | 2015
2721 | Cliffside | 2016
2721 | Cliffside | 2017
2721 | Cliffside | 2018
2721 | Cliffside | 2019
2721 | Cliffside | 2020
2723 | Dan River | 2000
2723 | Dan River | 2001
2723 | Dan River | 2002
2723 | Dan River | 2003
2723 | Dan River | 2004
2723 | Dan River | 2005
2723 | Dan River | 2006
2723 | Dan River | 2007
2723 | Dan River | 2008
2723 | Dan River | 2009
2723 | Dan River | 2010
2723 | Dan River | 2011
2723 | Dan River | 2012
2723 | Dan River | 2013
2723 | Dan River | 2014
2723 | Dan River | 2015
2723 | Dan River | 2016
2723 | Dan River | 2017
2723 | Dan River | 2018
2723 | Dan River | 2019
2723 | Dan River | 2020
2727 | Marshall | 2000
2727 | Marshall | 2001
2727 | Marshall | 2002
2727 | Marshall | 2003
2727 | Marshall | 2004
2727 | Marshall | 2005
2727 | Marshall | 2006
2727 | Marshall | 2007
2727 | Marshall | 2008
2727 | Marshall | 2009
2727 | Marshall | 2010
2727 | Marshall | 2011
2727 | Marshall | 2012
2727 | Marshall | 2013
2727 | Marshall | 2014
2727 | Marshall | 2015
2727 | Marshall | 2016
2727 | Marshall | 2017
2727 | Marshall | 2018
2727 | Marshall | 2019
2727 | Marshall | 2020
2732 | Riverbend | 2000
2732 | Riverbend | 2001
2732 | Riverbend | 2002
2732 | Riverbend | 2003
2732 | Riverbend | 2004
2732 | Riverbend | 2005
2732 | Riverbend | 2006
2732 | Riverbend | 2007
2732 | Riverbend | 2008
2732 | Riverbend | 2009
2732 | Riverbend | 2010
2732 | Riverbend | 2011
2732 | Riverbend | 2012
2732 | Riverbend | 2013
2790 | Heskett | 2000
2790 | Heskett | 2001
2790 | Heskett | 2002
2790 | Heskett | 2003
2790 | Heskett | 2004
2790 | Heskett | 2005
2790 | Heskett | 2006
2790 | Heskett | 2007
2790 | Heskett | 2008
2790 | Heskett | 2009
2790 | Heskett | 2010
2790 | Heskett | 2011
2790 | Heskett | 2012
2790 | Heskett | 2013
2790 | Heskett | 2014
2790 | Heskett | 2015
2790 | Heskett | 2016
2790 | Heskett | 2017
2790 | Heskett | 2018
2790 | Heskett | 2019
2801 | 0 | 2001
2801 | 0 | 2002
2801 | 0 | 2007
2817 | Leland Olds | 2000
2817 | Leland Olds | 2001
2817 | Leland Olds | 2002
2817 | Leland Olds | 2003
2817 | Leland Olds | 2004
2817 | Leland Olds | 2005
2817 | Leland Olds | 2006
2817 | Leland Olds | 2007
2817 | Leland Olds | 2008
2817 | Leland Olds | 2009
2817 | Leland Olds | 2010
2817 | Leland Olds | 2011
2817 | Leland Olds | 2012
2817 | Leland Olds | 2013
2817 | Leland Olds | 2014
2817 | Leland Olds | 2015
2817 | Leland Olds | 2016
2817 | Leland Olds | 2017
2817 | Leland Olds | 2018
2817 | Leland Olds | 2019
2817 | Leland Olds | 2020
2823 | Milton R Young | 2000
2823 | Milton R Young | 2001
2823 | Milton R Young | 2002
2823 | Milton R Young | 2003
2823 | Milton R Young | 2004
2823 | Milton R Young | 2005
2823 | Milton R Young | 2006
2823 | Milton R Young | 2007
2823 | Milton R Young | 2008
2823 | Milton R Young | 2009
2823 | Milton R Young | 2010
2823 | Milton R Young | 2011
2823 | Milton R Young | 2012
2823 | Milton R Young | 2013
2823 | Milton R Young | 2014
2823 | Milton R Young | 2015
2823 | Milton R Young | 2016
2823 | Milton R Young | 2017
2823 | Milton R Young | 2018
2823 | Milton R Young | 2019
2823 | Milton R Young | 2020
2824 | Stanton | 2000
2824 | Stanton | 2001
2824 | Stanton | 2002
2824 | Stanton | 2003
2824 | Stanton | 2005
2824 | Stanton | 2006
2824 | Stanton | 2007
2824 | Stanton | 2008
2824 | Stanton | 2009
2824 | Stanton | 2010
2824 | Stanton | 2011
2824 | Stanton | 2012
2824 | Stanton | 2013
2824 | Stanton | 2014
2824 | Stanton | 2015
2824 | Stanton | 2016
2824 | Stanton | 2017
2828 | Cardinal | 2000
2828 | Cardinal | 2001
2828 | Cardinal | 2002
2828 | Cardinal | 2003
2828 | Cardinal | 2004
2828 | Cardinal | 2005
2828 | Cardinal | 2006
2828 | Cardinal | 2007
2828 | Cardinal | 2008
2828 | Cardinal | 2009
2828 | Cardinal | 2010
2828 | Cardinal | 2011
2828 | Cardinal | 2012
2828 | Cardinal | 2013
2828 | Cardinal | 2014
2828 | Cardinal | 2015
2828 | Cardinal | 2016
2828 | Cardinal | 2017
2828 | Cardinal | 2018
2828 | Cardinal | 2019
2828 | Cardinal | 2020
2830 | Walter C Beckjord | 2000
2830 | Walter C Beckjord | 2001
2830 | Walter C Beckjord | 2002
2830 | Walter C Beckjord | 2003
2830 | Walter C Beckjord | 2004
2830 | Walter C Beckjord | 2005
2830 | Walter C Beckjord | 2006
2830 | Walter C Beckjord | 2007
2830 | Walter C Beckjord | 2008
2830 | Walter C Beckjord | 2009
2830 | Walter C Beckjord | 2010
2830 | Walter C Beckjord | 2011
2830 | Walter C Beckjord | 2012
2830 | Walter C Beckjord | 2013
2830 | Walter C Beckjord | 2014
2832 | Miami Fort | 2000
2832 | Miami Fort | 2001
2832 | Miami Fort | 2002
2832 | Miami Fort | 2003
2832 | Miami Fort | 2004
2832 | Miami Fort | 2005
2832 | Miami Fort | 2006
2832 | Miami Fort | 2007
2832 | Miami Fort | 2008
2832 | Miami Fort | 2009
2832 | Miami Fort | 2010
2832 | Miami Fort | 2011
2832 | Miami Fort | 2012
2832 | Miami Fort | 2013
2832 | Miami Fort | 2014
2832 | Miami Fort | 2015
2832 | Miami Fort | 2016
2832 | Miami Fort | 2017
2832 | Miami Fort | 2018
2832 | Miami Fort | 2019
2832 | Miami Fort | 2020
2835 | Ashtabula | 2000
2835 | Ashtabula | 2001
2835 | Ashtabula | 2002
2835 | Ashtabula | 2003
2835 | Ashtabula | 2004
2835 | Ashtabula | 2005
2835 | Ashtabula | 2006
2835 | Ashtabula | 2007
2835 | Ashtabula | 2008
2835 | Ashtabula | 2009
2835 | Ashtabula | 2010
2835 | Ashtabula | 2011
2835 | Ashtabula | 2012
2835 | Ashtabula | 2013
2835 | Ashtabula | 2014
2835 | Ashtabula | 2015
2836 | Avon Lake | 2000
2836 | Avon Lake | 2001
2836 | Avon Lake | 2002
2836 | Avon Lake | 2003
2836 | Avon Lake | 2004
2836 | Avon Lake | 2005
2836 | Avon Lake | 2006
2836 | Avon Lake | 2007
2836 | Avon Lake | 2008
2836 | Avon Lake | 2009
2836 | Avon Lake | 2010
2836 | Avon Lake | 2011
2836 | Avon Lake | 2012
2836 | Avon Lake | 2013
2836 | Avon Lake | 2014
2836 | Avon Lake | 2015
2836 | Avon Lake | 2016
2836 | Avon Lake | 2017
2836 | Avon Lake | 2018
2836 | Avon Lake | 2019
2836 | Avon Lake | 2020
2837 | Eastlake | 2000
2837 | Eastlake | 2001
2837 | Eastlake | 2002
2837 | Eastlake | 2003
2837 | Eastlake | 2004
2837 | Eastlake | 2005
2837 | Eastlake | 2006
2837 | Eastlake | 2007
2837 | Eastlake | 2008
2837 | Eastlake | 2009
2837 | Eastlake | 2010
2837 | Eastlake | 2011
2837 | Eastlake | 2012
2837 | Eastlake | 2013
2837 | Eastlake | 2014
2837 | Eastlake | 2015
2838 | FirstEnergy Lake Shore | 2000
2838 | FirstEnergy Lake Shore | 2001
2838 | FirstEnergy Lake Shore | 2002
2838 | FirstEnergy Lake Shore | 2003
2838 | FirstEnergy Lake Shore | 2004
2838 | FirstEnergy Lake Shore | 2005
2838 | FirstEnergy Lake Shore | 2006
2838 | FirstEnergy Lake Shore | 2007
2838 | FirstEnergy Lake Shore | 2008
2838 | FirstEnergy Lake Shore | 2009
2838 | FirstEnergy Lake Shore | 2010
2838 | FirstEnergy Lake Shore | 2011
2838 | FirstEnergy Lake Shore | 2012
2838 | FirstEnergy Lake Shore | 2013
2838 | FirstEnergy Lake Shore | 2014
2838 | FirstEnergy Lake Shore | 2015
2840 | Conesville | 2000
2840 | Conesville | 2001
2840 | Conesville | 2002
2840 | Conesville | 2003
2840 | Conesville | 2004
2840 | Conesville | 2005
2840 | Conesville | 2006
2840 | Conesville | 2007
2840 | Conesville | 2008
2840 | Conesville | 2009
2840 | Conesville | 2010
2840 | Conesville | 2011
2840 | Conesville | 2012
2840 | Conesville | 2013
2840 | Conesville | 2014
2840 | Conesville | 2015
2840 | Conesville | 2016
2840 | Conesville | 2017
2840 | Conesville | 2018
2840 | Conesville | 2019
2840 | Conesville | 2020
2843 | Picway | 2000
2843 | Picway | 2001
2843 | Picway | 2002
2843 | Picway | 2003
2843 | Picway | 2004
2843 | Picway | 2005
2843 | Picway | 2006
2843 | Picway | 2007
2843 | Picway | 2008
2843 | Picway | 2009
2843 | Picway | 2010
2843 | Picway | 2011
2843 | Picway | 2012
2843 | Picway | 2013
2848 | O H Hutchings | 2000
2848 | O H Hutchings | 2001
2848 | O H Hutchings | 2002
2848 | O H Hutchings | 2003
2848 | O H Hutchings | 2004
2848 | O H Hutchings | 2005
2848 | O H Hutchings | 2006
2848 | O H Hutchings | 2007
2848 | O H Hutchings | 2008
2848 | O H Hutchings | 2009
2848 | O H Hutchings | 2010
2848 | O H Hutchings | 2011
2848 | O H Hutchings | 2012
2848 | O H Hutchings | 2013
2848 | O H Hutchings | 2014
2848 | O H Hutchings | 2015
2850 | J M Stuart | 2000
2850 | J M Stuart | 2001
2850 | J M Stuart | 2002
2850 | J M Stuart | 2003
2850 | J M Stuart | 2004
2850 | J M Stuart | 2005
2850 | J M Stuart | 2006
2850 | J M Stuart | 2007
2850 | J M Stuart | 2008
2850 | J M Stuart | 2009
2850 | J M Stuart | 2010
2850 | J M Stuart | 2011
2850 | J M Stuart | 2012
2850 | J M Stuart | 2013
2850 | J M Stuart | 2014
2850 | J M Stuart | 2015
2850 | J M Stuart | 2016
2850 | J M Stuart | 2017
2850 | J M Stuart | 2018
2857 | Edgewater | 2000
2857 | Edgewater | 2001
2857 | Edgewater | 2002
2861 | Niles | 2000
2861 | Niles | 2001
2861 | Niles | 2002
2861 | Niles | 2003
2861 | Niles | 2004
2861 | Niles | 2005
2861 | Niles | 2006
2861 | Niles | 2007
2861 | Niles | 2008
2861 | Niles | 2009
2861 | Niles | 2010
2861 | Niles | 2011
2861 | Niles | 2012
2864 | FirstEnergy R E Burger | 2000
2864 | FirstEnergy R E Burger | 2001
2864 | FirstEnergy R E Burger | 2002
2864 | FirstEnergy R E Burger | 2003
2864 | FirstEnergy R E Burger | 2004
2864 | FirstEnergy R E Burger | 2005
2864 | FirstEnergy R E Burger | 2006
2864 | FirstEnergy R E Burger | 2007
2864 | FirstEnergy R E Burger | 2008
2864 | FirstEnergy R E Burger | 2009
2864 | FirstEnergy R E Burger | 2010
2864 | FirstEnergy R E Burger | 2012
2866 | FirstEnergy W H Sammis | 2000
2866 | FirstEnergy W H Sammis | 2001
2866 | FirstEnergy W H Sammis | 2002
2866 | FirstEnergy W H Sammis | 2003
2866 | FirstEnergy W H Sammis | 2004
2866 | FirstEnergy W H Sammis | 2005
2866 | FirstEnergy W H Sammis | 2006
2866 | FirstEnergy W H Sammis | 2007
2866 | FirstEnergy W H Sammis | 2008
2866 | FirstEnergy W H Sammis | 2009
2866 | FirstEnergy W H Sammis | 2010
2866 | FirstEnergy W H Sammis | 2011
2866 | FirstEnergy W H Sammis | 2012
2866 | FirstEnergy W H Sammis | 2013
2866 | FirstEnergy W H Sammis | 2014
2866 | FirstEnergy W H Sammis | 2015
2866 | FirstEnergy W H Sammis | 2016
2866 | FirstEnergy W H Sammis | 2017
2866 | FirstEnergy W H Sammis | 2018
2866 | FirstEnergy W H Sammis | 2019
2866 | FirstEnergy W H Sammis | 2020
2867 | Toronto | 2000
2872 | Muskingum River | 2000
2872 | Muskingum River | 2001
2872 | Muskingum River | 2002
2872 | Muskingum River | 2003
2872 | Muskingum River | 2004
2872 | Muskingum River | 2005
2872 | Muskingum River | 2006
2872 | Muskingum River | 2007
2872 | Muskingum River | 2008
2872 | Muskingum River | 2009
2872 | Muskingum River | 2010
2872 | Muskingum River | 2011
2872 | Muskingum River | 2012
2872 | Muskingum River | 2013
2872 | Muskingum River | 2014
2872 | Muskingum River | 2015
2876 | Kyger Creek | 2000
2876 | Kyger Creek | 2001
2876 | Kyger Creek | 2002
2876 | Kyger Creek | 2003
2876 | Kyger Creek | 2004
2876 | Kyger Creek | 2005
2876 | Kyger Creek | 2006
2876 | Kyger Creek | 2007
2876 | Kyger Creek | 2008
2876 | Kyger Creek | 2009
2876 | Kyger Creek | 2010
2876 | Kyger Creek | 2011
2876 | Kyger Creek | 2012
2876 | Kyger Creek | 2013
2876 | Kyger Creek | 2014
2876 | Kyger Creek | 2015
2876 | Kyger Creek | 2016
2876 | Kyger Creek | 2017
2876 | Kyger Creek | 2018
2876 | Kyger Creek | 2019
2876 | Kyger Creek | 2020
2877 | Acme | 2000
2878 | Bay Shore | 2000
2878 | Bay Shore | 2001
2878 | Bay Shore | 2002
2878 | Bay Shore | 2003
2878 | Bay Shore | 2004
2878 | Bay Shore | 2005
2878 | Bay Shore | 2006
2878 | Bay Shore | 2007
2878 | Bay Shore | 2008
2878 | Bay Shore | 2009
2878 | Bay Shore | 2010
2878 | Bay Shore | 2011
2878 | Bay Shore | 2012
2878 | Bay Shore | 2013
2878 | Bay Shore | 2014
2878 | Bay Shore | 2015
2878 | Bay Shore | 2016
2878 | Bay Shore | 2017
2878 | Bay Shore | 2018
2878 | Bay Shore | 2019
2878 | Bay Shore | 2020
2908 | Lake Road | 2000
2914 | Dover | 2000
2914 | Dover | 2001
2914 | Dover | 2002
2914 | Dover | 2003
2914 | Dover | 2004
2914 | Dover | 2005
2914 | Dover | 2006
2914 | Dover | 2007
2914 | Dover | 2008
2914 | Dover | 2009
2914 | Dover | 2010
2914 | Dover | 2011
2914 | Dover | 2012
2914 | Dover | 2013
2914 | Dover | 2014
2914 | Dover | 2015
2914 | Dover | 2016
2914 | Dover | 2017
2914 | Dover | 2018
2914 | Dover | 2019
2914 | Dover | 2020
2917 | Hamilton | 2000
2917 | Hamilton | 2001
2917 | Hamilton | 2002
2917 | Hamilton | 2003
2917 | Hamilton | 2004
2917 | Hamilton | 2005
2917 | Hamilton | 2006
2917 | Hamilton | 2007
2917 | Hamilton | 2008
2917 | Hamilton | 2009
2917 | Hamilton | 2010
2917 | Hamilton | 2011
2917 | Hamilton | 2012
2917 | Hamilton | 2013
2917 | Hamilton | 2014
2917 | Hamilton | 2015
2917 | Hamilton | 2016
2917 | Hamilton | 2017
2935 | Orrville | 2000
2935 | Orrville | 2001
2935 | Orrville | 2002
2935 | Orrville | 2003
2935 | Orrville | 2004
2935 | Orrville | 2005
2935 | Orrville | 2006
2935 | Orrville | 2007
2935 | Orrville | 2008
2935 | Orrville | 2009
2935 | Orrville | 2010
2935 | Orrville | 2011
2935 | Orrville | 2012
2935 | Orrville | 2013
2935 | Orrville | 2014
2935 | Orrville | 2015
2935 | Orrville | 2016
2935 | Orrville | 2017
2935 | Orrville | 2018
2935 | Orrville | 2019
2935 | Orrville | 2020
2936 | Painesville | 2000
2936 | Painesville | 2001
2936 | Painesville | 2002
2936 | Painesville | 2003
2936 | Painesville | 2004
2936 | Painesville | 2005
2936 | Painesville | 2006
2936 | Painesville | 2007
2936 | Painesville | 2008
2936 | Painesville | 2009
2936 | Painesville | 2010
2936 | Painesville | 2011
2936 | Painesville | 2012
2936 | Painesville | 2013
2936 | Painesville | 2014
2936 | Painesville | 2015
2936 | Painesville | 2016
2936 | Painesville | 2017
2936 | Painesville | 2018
2936 | Painesville | 2019
2936 | Painesville | 2020
2937 | Piqua | 2000
2937 | Piqua | 2001
2937 | Piqua | 2002
2937 | Piqua | 2005
2937 | Piqua | 2006
2942 | St Marys | 2000
2942 | St Marys | 2001
2942 | St Marys | 2002
2942 | St Marys | 2003
2942 | St Marys | 2004
2942 | St Marys | 2005
2942 | St Marys | 2006
2942 | St Marys | 2007
2943 | Shelby Munic Lgt Plt | 2000
2943 | Shelby Munic Lgt Plt | 2001
2943 | Shelby Munic Lgt Plt | 2002
2943 | Shelby Munic Lgt Plt | 2003
2943 | Shelby Munic Lgt Plt | 2004
2943 | Shelby Munic Lgt Plt | 2005
2943 | Shelby Munic Lgt Plt | 2006
2943 | Shelby Munic Lgt Plt | 2007
2943 | Shelby Munic Lgt Plt | 2008
2943 | Shelby Munic Lgt Plt | 2009
2943 | Shelby Munic Lgt Plt | 2010
2943 | Shelby Munic Lgt Plt | 2011
2943 | Shelby Munic Lgt Plt | 2012
2951 | Horseshoe Lake | 2000
2951 | Horseshoe Lake | 2001
2951 | Horseshoe Lake | 2002
2951 | Horseshoe Lake | 2003
2951 | Horseshoe Lake | 2004
2951 | Horseshoe Lake | 2005
2951 | Horseshoe Lake | 2006
2951 | Horseshoe Lake | 2007
2951 | Horseshoe Lake | 2008
2951 | Horseshoe Lake | 2009
2951 | Horseshoe Lake | 2010
2951 | Horseshoe Lake | 2011
2951 | Horseshoe Lake | 2012
2951 | Horseshoe Lake | 2013
2951 | Horseshoe Lake | 2014
2951 | Horseshoe Lake | 2015
2951 | Horseshoe Lake | 2016
2951 | Horseshoe Lake | 2017
2951 | Horseshoe Lake | 2018
2951 | Horseshoe Lake | 2019
2951 | Horseshoe Lake | 2020
2952 | Muskogee | 2000
2952 | Muskogee | 2001
2952 | Muskogee | 2002
2952 | Muskogee | 2003
2952 | Muskogee | 2004
2952 | Muskogee | 2005
2952 | Muskogee | 2006
2952 | Muskogee | 2007
2952 | Muskogee | 2008
2952 | Muskogee | 2009
2952 | Muskogee | 2010
2952 | Muskogee | 2011
2952 | Muskogee | 2012
2952 | Muskogee | 2013
2952 | Muskogee | 2014
2952 | Muskogee | 2015
2952 | Muskogee | 2016
2952 | Muskogee | 2017
2952 | Muskogee | 2018
2952 | Muskogee | 2019
2952 | Muskogee | 2020
2953 | Mustang | 2000
2953 | Mustang | 2001
2953 | Mustang | 2002
2953 | Mustang | 2003
2953 | Mustang | 2004
2953 | Mustang | 2005
2953 | Mustang | 2006
2953 | Mustang | 2007
2953 | Mustang | 2008
2953 | Mustang | 2009
2953 | Mustang | 2010
2953 | Mustang | 2011
2953 | Mustang | 2012
2953 | Mustang | 2013
2953 | Mustang | 2014
2953 | Mustang | 2015
2953 | Mustang | 2016
2953 | Mustang | 2017
2956 | Seminole | 2000
2956 | Seminole | 2001
2956 | Seminole | 2002
2956 | Seminole | 2003
2956 | Seminole | 2004
2956 | Seminole | 2005
2956 | Seminole | 2006
2956 | Seminole | 2007
2956 | Seminole | 2008
2956 | Seminole | 2009
2956 | Seminole | 2010
2956 | Seminole | 2011
2956 | Seminole | 2012
2956 | Seminole | 2013
2956 | Seminole | 2014
2956 | Seminole | 2015
2956 | Seminole | 2016
2956 | Seminole | 2017
2956 | Seminole | 2018
2956 | Seminole | 2019
2956 | Seminole | 2020
2963 | Northeastern | 2000
2963 | Northeastern | 2001
2963 | Northeastern | 2002
2963 | Northeastern | 2003
2963 | Northeastern | 2004
2963 | Northeastern | 2005
2963 | Northeastern | 2006
2963 | Northeastern | 2007
2963 | Northeastern | 2008
2963 | Northeastern | 2009
2963 | Northeastern | 2010
2963 | Northeastern | 2011
2963 | Northeastern | 2012
2963 | Northeastern | 2013
2963 | Northeastern | 2014
2963 | Northeastern | 2015
2963 | Northeastern | 2016
2963 | Northeastern | 2017
2963 | Northeastern | 2018
2963 | Northeastern | 2019
2963 | Northeastern | 2020
2964 | Southwestern | 2000
2964 | Southwestern | 2001
2964 | Southwestern | 2002
2964 | Southwestern | 2003
2964 | Southwestern | 2004
2964 | Southwestern | 2005
2964 | Southwestern | 2006
2964 | Southwestern | 2007
2964 | Southwestern | 2008
2964 | Southwestern | 2009
2964 | Southwestern | 2010
2964 | Southwestern | 2011
2964 | Southwestern | 2012
2964 | Southwestern | 2013
2964 | Southwestern | 2014
2964 | Southwestern | 2015
2964 | Southwestern | 2016
2964 | Southwestern | 2017
2964 | Southwestern | 2018
2964 | Southwestern | 2019
2964 | Southwestern | 2020
2965 | Tulsa | 2000
2965 | Tulsa | 2001
2965 | Tulsa | 2002
2965 | Tulsa | 2003
2965 | Tulsa | 2004
2965 | Tulsa | 2005
2965 | Tulsa | 2006
2965 | Tulsa | 2007
2965 | Tulsa | 2008
2965 | Tulsa | 2009
2965 | Tulsa | 2010
2965 | Tulsa | 2011
2965 | Tulsa | 2012
2965 | Tulsa | 2013
2965 | Tulsa | 2014
2965 | Tulsa | 2015
2965 | Tulsa | 2016
2965 | Tulsa | 2017
2965 | Tulsa | 2018
2965 | Tulsa | 2019
2965 | Tulsa | 2020
3000 | Boomer Lake Station | 2000
3000 | Boomer Lake Station | 2001
3000 | Boomer Lake Station | 2002
3000 | Boomer Lake Station | 2003
3000 | Boomer Lake Station | 2004
3000 | Boomer Lake Station | 2005
3000 | Boomer Lake Station | 2006
3000 | Boomer Lake Station | 2007
3000 | Boomer Lake Station | 2008
3000 | Boomer Lake Station | 2009
3000 | Boomer Lake Station | 2010
3000 | Boomer Lake Station | 2011
3000 | Boomer Lake Station | 2012
3000 | Boomer Lake Station | 2013
3000 | Boomer Lake Station | 2014
3000 | Boomer Lake Station | 2015
3006 | Anadarko | 2000
3006 | Anadarko | 2001
3006 | Anadarko | 2002
3006 | Anadarko | 2003
3006 | Anadarko | 2004
3006 | Anadarko | 2005
3006 | Anadarko | 2006
3006 | Anadarko | 2007
3006 | Anadarko | 2008
3006 | Anadarko | 2009
3006 | Anadarko | 2010
3006 | Anadarko | 2011
3006 | Anadarko | 2012
3006 | Anadarko | 2013
3006 | Anadarko | 2014
3006 | Anadarko | 2015
3006 | Anadarko | 2016
3006 | Anadarko | 2017
3006 | Anadarko | 2018
3006 | Anadarko | 2019
3006 | Anadarko | 2020
3008 | Mooreland | 2000
3008 | Mooreland | 2001
3008 | Mooreland | 2002
3008 | Mooreland | 2003
3008 | Mooreland | 2004
3008 | Mooreland | 2005
3008 | Mooreland | 2006
3008 | Mooreland | 2007
3008 | Mooreland | 2008
3008 | Mooreland | 2009
3008 | Mooreland | 2010
3008 | Mooreland | 2011
3008 | Mooreland | 2012
3008 | Mooreland | 2013
3008 | Mooreland | 2014
3008 | Mooreland | 2015
3008 | Mooreland | 2016
3008 | Mooreland | 2017
3008 | Mooreland | 2018
3008 | Mooreland | 2019
3008 | Mooreland | 2020
3096 | Brunot Island | 2001
3096 | Brunot Island | 2002
3096 | Brunot Island | 2003
3096 | Brunot Island | 2004
3096 | Brunot Island | 2005
3096 | Brunot Island | 2006
3096 | Brunot Island | 2007
3096 | Brunot Island | 2008
3096 | Brunot Island | 2009
3096 | Brunot Island | 2010
3096 | Brunot Island | 2011
3096 | Brunot Island | 2012
3096 | Brunot Island | 2013
3096 | Brunot Island | 2014
3096 | Brunot Island | 2015
3096 | Brunot Island | 2016
3096 | Brunot Island | 2017
3096 | Brunot Island | 2018
3096 | Brunot Island | 2019
3096 | Brunot Island | 2020
3098 | Elrama | 2000
3098 | Elrama | 2001
3098 | Elrama | 2002
3098 | Elrama | 2003
3098 | Elrama | 2004
3098 | Elrama | 2005
3098 | Elrama | 2006
3098 | Elrama | 2007
3098 | Elrama | 2008
3098 | Elrama | 2009
3098 | Elrama | 2010
3098 | Elrama | 2011
3098 | Elrama | 2012
3098 | Elrama | 2013
3098 | Elrama | 2014
3113 | Portland | 2000
3113 | Portland | 2001
3113 | Portland | 2002
3113 | Portland | 2003
3113 | Portland | 2004
3113 | Portland | 2005
3113 | Portland | 2006
3113 | Portland | 2007
3113 | Portland | 2008
3113 | Portland | 2009
3113 | Portland | 2010
3113 | Portland | 2011
3113 | Portland | 2012
3113 | Portland | 2013
3113 | Portland | 2014
3113 | Portland | 2015
3115 | Titus | 2000
3115 | Titus | 2001
3115 | Titus | 2002
3115 | Titus | 2003
3115 | Titus | 2004
3115 | Titus | 2005
3115 | Titus | 2006
3115 | Titus | 2007
3115 | Titus | 2008
3115 | Titus | 2009
3115 | Titus | 2010
3115 | Titus | 2011
3115 | Titus | 2012
3115 | Titus | 2013
3118 | Conemaugh | 2000
3118 | Conemaugh | 2001
3118 | Conemaugh | 2002
3118 | Conemaugh | 2003
3118 | Conemaugh | 2004
3118 | Conemaugh | 2005
3118 | Conemaugh | 2006
3118 | Conemaugh | 2007
3118 | Conemaugh | 2008
3118 | Conemaugh | 2009
3118 | Conemaugh | 2010
3118 | Conemaugh | 2011
3118 | Conemaugh | 2012
3118 | Conemaugh | 2013
3118 | Conemaugh | 2014
3118 | Conemaugh | 2015
3118 | Conemaugh | 2016
3118 | Conemaugh | 2017
3118 | Conemaugh | 2018
3118 | Conemaugh | 2019
3118 | Conemaugh | 2020
3122 | Homer City | 2000
3122 | Homer City | 2001
3122 | Homer City | 2002
3122 | Homer City | 2003
3122 | Homer City | 2004
3122 | Homer City | 2005
3122 | Homer City | 2006
3122 | Homer City | 2007
3122 | Homer City | 2008
3122 | Homer City | 2009
3122 | Homer City | 2010
3122 | Homer City | 2011
3122 | Homer City | 2012
3122 | Homer City | 2013
3122 | Homer City | 2014
3122 | Homer City | 2015
3122 | Homer City | 2016
3122 | Homer City | 2017
3122 | Homer City | 2018
3122 | Homer City | 2019
3122 | Homer City | 2020
3130 | Seward | 2000
3130 | Seward | 2001
3130 | Seward | 2002
3130 | Seward | 2003
3130 | Seward | 2005
3130 | Seward | 2006
3130 | Seward | 2007
3130 | Seward | 2008
3130 | Seward | 2009
3130 | Seward | 2010
3130 | Seward | 2011
3130 | Seward | 2012
3130 | Seward | 2013
3130 | Seward | 2014
3130 | Seward | 2015
3130 | Seward | 2016
3130 | Seward | 2017
3130 | Seward | 2018
3130 | Seward | 2019
3130 | Seward | 2020
3131 | Shawville | 2000
3131 | Shawville | 2001
3131 | Shawville | 2002
3131 | Shawville | 2003
3131 | Shawville | 2004
3131 | Shawville | 2005
3131 | Shawville | 2006
3131 | Shawville | 2007
3131 | Shawville | 2008
3131 | Shawville | 2009
3131 | Shawville | 2010
3131 | Shawville | 2011
3131 | Shawville | 2012
3131 | Shawville | 2013
3131 | Shawville | 2014
3131 | Shawville | 2015
3131 | Shawville | 2016
3131 | Shawville | 2017
3131 | Shawville | 2018
3131 | Shawville | 2019
3131 | Shawville | 2020
3132 | Warren | 2000
3132 | Warren | 2001
3132 | Warren | 2002
3136 | Keystone | 2000
3136 | Keystone | 2001
3136 | Keystone | 2002
3136 | Keystone | 2003
3136 | Keystone | 2004
3136 | Keystone | 2005
3136 | Keystone | 2006
3136 | Keystone | 2007
3136 | Keystone | 2008
3136 | Keystone | 2009
3136 | Keystone | 2010
3136 | Keystone | 2011
3136 | Keystone | 2012
3136 | Keystone | 2013
3136 | Keystone | 2014
3136 | Keystone | 2015
3136 | Keystone | 2016
3136 | Keystone | 2017
3136 | Keystone | 2018
3136 | Keystone | 2019
3136 | Keystone | 2020
3138 | New Castle | 2000
3138 | New Castle | 2001
3138 | New Castle | 2002
3138 | New Castle | 2003
3138 | New Castle | 2004
3138 | New Castle | 2005
3138 | New Castle | 2006
3138 | New Castle | 2007
3138 | New Castle | 2008
3138 | New Castle | 2009
3138 | New Castle | 2010
3138 | New Castle | 2011
3138 | New Castle | 2012
3138 | New Castle | 2013
3138 | New Castle | 2014
3138 | New Castle | 2015
3138 | New Castle | 2016
3138 | New Castle | 2017
3138 | New Castle | 2018
3138 | New Castle | 2019
3138 | New Castle | 2020
3140 | Brunner Island | 2000
3140 | Brunner Island | 2001
3140 | Brunner Island | 2002
3140 | Brunner Island | 2003
3140 | Brunner Island | 2004
3140 | Brunner Island | 2005
3140 | Brunner Island | 2006
3140 | Brunner Island | 2007
3140 | Brunner Island | 2008
3140 | Brunner Island | 2009
3140 | Brunner Island | 2010
3140 | Brunner Island | 2011
3140 | Brunner Island | 2012
3140 | Brunner Island | 2013
3140 | Brunner Island | 2014
3140 | Brunner Island | 2015
3140 | Brunner Island | 2016
3140 | Brunner Island | 2017
3140 | Brunner Island | 2018
3140 | Brunner Island | 2019
3140 | Brunner Island | 2020
3148 | Martins Creek | 2000
3148 | Martins Creek | 2001
3148 | Martins Creek | 2002
3148 | Martins Creek | 2003
3148 | Martins Creek | 2004
3148 | Martins Creek | 2005
3148 | Martins Creek | 2006
3148 | Martins Creek | 2007
3148 | Martins Creek | 2008
3148 | Martins Creek | 2009
3148 | Martins Creek | 2010
3148 | Martins Creek | 2011
3148 | Martins Creek | 2012
3148 | Martins Creek | 2013
3148 | Martins Creek | 2014
3148 | Martins Creek | 2015
3148 | Martins Creek | 2016
3148 | Martins Creek | 2017
3148 | Martins Creek | 2018
3148 | Martins Creek | 2019
3148 | Martins Creek | 2020
3149 | Montour | 2000
3149 | Montour | 2001
3149 | Montour | 2002
3149 | Montour | 2003
3149 | Montour | 2004
3149 | Montour | 2005
3149 | Montour | 2006
3149 | Montour | 2007
3149 | Montour | 2008
3149 | Montour | 2009
3149 | Montour | 2010
3149 | Montour | 2011
3149 | Montour | 2012
3149 | Montour | 2013
3149 | Montour | 2014
3149 | Montour | 2015
3149 | Montour | 2016
3149 | Montour | 2017
3149 | Montour | 2018
3149 | Montour | 2019
3149 | Montour | 2020
3152 | Sunbury | 2000
3152 | Sunbury | 2001
3152 | Sunbury | 2002
3152 | Sunbury | 2003
3152 | Sunbury | 2004
3152 | Sunbury | 2005
3152 | Sunbury | 2006
3152 | Sunbury | 2007
3152 | Sunbury | 2008
3152 | Sunbury | 2009
3152 | Sunbury | 2010
3152 | Sunbury | 2011
3152 | Sunbury | 2012
3152 | Sunbury | 2013
3152 | Sunbury | 2014
3159 | Cromby | 2000
3159 | Cromby | 2001
3159 | Cromby | 2002
3159 | Cromby | 2003
3159 | Cromby | 2004
3159 | Cromby | 2005
3159 | Cromby | 2006
3159 | Cromby | 2007
3159 | Cromby | 2008
3159 | Cromby | 2009
3159 | Cromby | 2010
3159 | Cromby | 2011
3160 | Delaware | 2000
3160 | Delaware | 2001
3160 | Delaware | 2002
3160 | Delaware | 2003
3160 | Delaware | 2004
3161 | Eddystone | 2000
3161 | Eddystone | 2001
3161 | Eddystone | 2002
3161 | Eddystone | 2003
3161 | Eddystone | 2004
3161 | Eddystone | 2005
3161 | Eddystone | 2006
3161 | Eddystone | 2007
3161 | Eddystone | 2008
3161 | Eddystone | 2009
3161 | Eddystone | 2010
3161 | Eddystone | 2011
3161 | Eddystone | 2012
3161 | Eddystone | 2013
3161 | Eddystone | 2014
3161 | Eddystone | 2015
3161 | Eddystone | 2016
3161 | Eddystone | 2017
3161 | Eddystone | 2018
3161 | Eddystone | 2019
3161 | Eddystone | 2020
3166 | Peach Bottom | 2000
3166 | Peach Bottom | 2001
3166 | Peach Bottom | 2002
3166 | Peach Bottom | 2003
3166 | Peach Bottom | 2004
3166 | Peach Bottom | 2005
3166 | Peach Bottom | 2006
3166 | Peach Bottom | 2007
3166 | Peach Bottom | 2008
3166 | Peach Bottom | 2009
3166 | Peach Bottom | 2010
3166 | Peach Bottom | 2011
3166 | Peach Bottom | 2012
3166 | Peach Bottom | 2013
3166 | Peach Bottom | 2014
3166 | Peach Bottom | 2015
3166 | Peach Bottom | 2016
3166 | Peach Bottom | 2017
3166 | Peach Bottom | 2018
3166 | Peach Bottom | 2019
3166 | Peach Bottom | 2020
3169 | Schuylkill | 2000
3169 | Schuylkill | 2002
3169 | Schuylkill | 2003
3169 | Schuylkill | 2004
3169 | Schuylkill | 2005
3169 | Schuylkill | 2006
3169 | Schuylkill | 2007
3169 | Schuylkill | 2008
3169 | Schuylkill | 2009
3169 | Schuylkill | 2010
3169 | Schuylkill | 2011
3169 | Schuylkill | 2012
3176 | Hunlock Power Sta | 2000
3176 | Hunlock Power Sta | 2001
3176 | Hunlock Power Sta | 2002
3176 | Hunlock Power Sta | 2003
3176 | Hunlock Power Sta | 2004
3176 | Hunlock Power Sta | 2005
3176 | Hunlock Power Sta | 2006
3176 | Hunlock Power Sta | 2007
3176 | Hunlock Power Sta | 2008
3176 | Hunlock Power Sta | 2009
3176 | Hunlock Power Sta | 2010
3176 | Hunlock Power Sta | 2011
3176 | Hunlock Power Sta | 2012
3176 | Hunlock Power Sta | 2013
3176 | Hunlock Power Sta | 2014
3176 | Hunlock Power Sta | 2015
3176 | Hunlock Power Sta | 2016
3176 | Hunlock Power Sta | 2017
3176 | Hunlock Power Sta | 2018
3176 | Hunlock Power Sta | 2019
3176 | Hunlock Power Sta | 2020
3178 | Armstrong | 2000
3178 | Armstrong | 2001
3178 | Armstrong | 2002
3178 | Armstrong | 2003
3178 | Armstrong | 2004
3178 | Armstrong | 2005
3178 | Armstrong | 2006
3178 | Armstrong | 2007
3178 | Armstrong | 2008
3178 | Armstrong | 2009
3178 | Armstrong | 2010
3178 | Armstrong | 2011
3178 | Armstrong | 2012
3179 | Hatfield's Ferry | 2000
3179 | Hatfield's Ferry | 2001
3179 | Hatfield's Ferry | 2002
3179 | Hatfield's Ferry | 2003
3179 | Hatfield's Ferry | 2004
3179 | Hatfield's Ferry | 2005
3179 | Hatfield's Ferry | 2006
3179 | Hatfield's Ferry | 2007
3179 | Hatfield's Ferry | 2008
3179 | Hatfield's Ferry | 2009
3179 | Hatfield's Ferry | 2010
3179 | Hatfield's Ferry | 2011
3179 | Hatfield's Ferry | 2012
3179 | Hatfield's Ferry | 2013
3181 | FirstEnergy Mitchell Power Station | 2000
3181 | FirstEnergy Mitchell Power Station | 2001
3181 | FirstEnergy Mitchell Power Station | 2002
3181 | FirstEnergy Mitchell Power Station | 2003
3181 | FirstEnergy Mitchell Power Station | 2004
3181 | FirstEnergy Mitchell Power Station | 2005
3181 | FirstEnergy Mitchell Power Station | 2006
3181 | FirstEnergy Mitchell Power Station | 2007
3181 | FirstEnergy Mitchell Power Station | 2008
3181 | FirstEnergy Mitchell Power Station | 2009
3181 | FirstEnergy Mitchell Power Station | 2010
3181 | FirstEnergy Mitchell Power Station | 2011
3181 | FirstEnergy Mitchell Power Station | 2012
3181 | FirstEnergy Mitchell Power Station | 2013
3182 | Springdale | 2000
3236 | Manchester Street | 2000
3236 | Manchester Street | 2001
3236 | Manchester Street | 2002
3236 | Manchester Street | 2003
3236 | Manchester Street | 2004
3236 | Manchester Street | 2005
3236 | Manchester Street | 2006
3236 | Manchester Street | 2007
3236 | Manchester Street | 2008
3236 | Manchester Street | 2009
3236 | Manchester Street | 2010
3236 | Manchester Street | 2011
3236 | Manchester Street | 2012
3236 | Manchester Street | 2013
3236 | Manchester Street | 2014
3236 | Manchester Street | 2015
3236 | Manchester Street | 2016
3236 | Manchester Street | 2017
3236 | Manchester Street | 2018
3236 | Manchester Street | 2019
3236 | Manchester Street | 2020
3251 | H B Robinson | 2000
3251 | H B Robinson | 2001
3251 | H B Robinson | 2002
3251 | H B Robinson | 2003
3251 | H B Robinson | 2004
3251 | H B Robinson | 2005
3251 | H B Robinson | 2006
3251 | H B Robinson | 2007
3251 | H B Robinson | 2008
3251 | H B Robinson | 2009
3251 | H B Robinson | 2010
3251 | H B Robinson | 2011
3251 | H B Robinson | 2012
3251 | H B Robinson | 2013
3251 | H B Robinson | 2014
3251 | H B Robinson | 2015
3251 | H B Robinson | 2016
3251 | H B Robinson | 2017
3251 | H B Robinson | 2018
3251 | H B Robinson | 2019
3251 | H B Robinson | 2020
3264 | W S Lee | 2000
3264 | W S Lee | 2001
3264 | W S Lee | 2002
3264 | W S Lee | 2003
3264 | W S Lee | 2004
3264 | W S Lee | 2005
3264 | W S Lee | 2006
3264 | W S Lee | 2007
3264 | W S Lee | 2008
3264 | W S Lee | 2009
3264 | W S Lee | 2010
3264 | W S Lee | 2011
3264 | W S Lee | 2012
3264 | W S Lee | 2013
3264 | W S Lee | 2014
3264 | W S Lee | 2015
3264 | W S Lee | 2016
3264 | W S Lee | 2017
3264 | W S Lee | 2018
3264 | W S Lee | 2019
3264 | W S Lee | 2020
3265 | Oconee | 2000
3265 | Oconee | 2001
3265 | Oconee | 2002
3265 | Oconee | 2003
3265 | Oconee | 2004
3265 | Oconee | 2005
3265 | Oconee | 2006
3265 | Oconee | 2007
3265 | Oconee | 2008
3265 | Oconee | 2009
3265 | Oconee | 2010
3265 | Oconee | 2011
3265 | Oconee | 2012
3265 | Oconee | 2013
3265 | Oconee | 2014
3265 | Oconee | 2015
3265 | Oconee | 2016
3265 | Oconee | 2017
3265 | Oconee | 2018
3265 | Oconee | 2019
3265 | Oconee | 2020
3280 | Canadys Steam | 2000
3280 | Canadys Steam | 2001
3280 | Canadys Steam | 2002
3280 | Canadys Steam | 2003
3280 | Canadys Steam | 2004
3280 | Canadys Steam | 2005
3280 | Canadys Steam | 2006
3280 | Canadys Steam | 2007
3280 | Canadys Steam | 2008
3280 | Canadys Steam | 2009
3280 | Canadys Steam | 2010
3280 | Canadys Steam | 2011
3280 | Canadys Steam | 2012
3280 | Canadys Steam | 2013
3287 | McMeekin | 2000
3287 | McMeekin | 2001
3287 | McMeekin | 2002
3287 | McMeekin | 2003
3287 | McMeekin | 2004
3287 | McMeekin | 2005
3287 | McMeekin | 2006
3287 | McMeekin | 2007
3287 | McMeekin | 2008
3287 | McMeekin | 2009
3287 | McMeekin | 2010
3287 | McMeekin | 2011
3287 | McMeekin | 2012
3287 | McMeekin | 2013
3287 | McMeekin | 2014
3287 | McMeekin | 2015
3287 | McMeekin | 2016
3287 | McMeekin | 2017
3287 | McMeekin | 2018
3287 | McMeekin | 2019
3287 | McMeekin | 2020
3295 | Urquhart | 2000
3295 | Urquhart | 2001
3295 | Urquhart | 2002
3295 | Urquhart | 2003
3295 | Urquhart | 2004
3295 | Urquhart | 2005
3295 | Urquhart | 2006
3295 | Urquhart | 2007
3295 | Urquhart | 2008
3295 | Urquhart | 2009
3295 | Urquhart | 2010
3295 | Urquhart | 2011
3295 | Urquhart | 2012
3295 | Urquhart | 2013
3295 | Urquhart | 2014
3295 | Urquhart | 2015
3295 | Urquhart | 2016
3295 | Urquhart | 2017
3295 | Urquhart | 2018
3295 | Urquhart | 2019
3295 | Urquhart | 2020
3297 | Wateree | 2000
3297 | Wateree | 2001
3297 | Wateree | 2002
3297 | Wateree | 2003
3297 | Wateree | 2004
3297 | Wateree | 2005
3297 | Wateree | 2006
3297 | Wateree | 2007
3297 | Wateree | 2008
3297 | Wateree | 2009
3297 | Wateree | 2010
3297 | Wateree | 2011
3297 | Wateree | 2012
3297 | Wateree | 2013
3297 | Wateree | 2014
3297 | Wateree | 2015
3297 | Wateree | 2016
3297 | Wateree | 2017
3297 | Wateree | 2018
3297 | Wateree | 2019
3297 | Wateree | 2020
3298 | Williams | 2000
3298 | Williams | 2001
3298 | Williams | 2002
3298 | Williams | 2003
3298 | Williams | 2004
3298 | Williams | 2005
3298 | Williams | 2006
3298 | Williams | 2007
3298 | Williams | 2008
3298 | Williams | 2009
3298 | Williams | 2010
3298 | Williams | 2011
3298 | Williams | 2012
3298 | Williams | 2013
3298 | Williams | 2014
3298 | Williams | 2015
3298 | Williams | 2016
3298 | Williams | 2017
3298 | Williams | 2018
3298 | Williams | 2019
3298 | Williams | 2020
3317 | Dolphus M Grainger | 2000
3317 | Dolphus M Grainger | 2001
3317 | Dolphus M Grainger | 2002
3317 | Dolphus M Grainger | 2003
3317 | Dolphus M Grainger | 2004
3317 | Dolphus M Grainger | 2005
3317 | Dolphus M Grainger | 2006
3317 | Dolphus M Grainger | 2007
3317 | Dolphus M Grainger | 2008
3317 | Dolphus M Grainger | 2009
3317 | Dolphus M Grainger | 2010
3317 | Dolphus M Grainger | 2011
3319 | Jefferies | 2000
3319 | Jefferies | 2001
3319 | Jefferies | 2002
3319 | Jefferies | 2003
3319 | Jefferies | 2004
3319 | Jefferies | 2005
3319 | Jefferies | 2006
3319 | Jefferies | 2007
3319 | Jefferies | 2008
3319 | Jefferies | 2009
3319 | Jefferies | 2010
3319 | Jefferies | 2011
3319 | Jefferies | 2012
3319 | Jefferies | 2013
3319 | Jefferies | 2014
3319 | Jefferies | 2015
3325 | Ben French | 2000
3325 | Ben French | 2001
3325 | Ben French | 2002
3325 | Ben French | 2003
3325 | Ben French | 2004
3325 | Ben French | 2005
3325 | Ben French | 2006
3325 | Ben French | 2007
3325 | Ben French | 2008
3325 | Ben French | 2009
3325 | Ben French | 2010
3325 | Ben French | 2011
3325 | Ben French | 2012
3325 | Ben French | 2014
3334 | Pathfinder | 2000
3393 | Allen | 2000
3393 | Allen | 2001
3393 | Allen | 2002
3393 | Allen | 2003
3393 | Allen | 2004
3393 | Allen | 2005
3393 | Allen | 2006
3393 | Allen | 2007
3393 | Allen | 2008
3393 | Allen | 2009
3393 | Allen | 2010
3393 | Allen | 2011
3393 | Allen | 2012
3393 | Allen | 2013
3393 | Allen | 2014
3393 | Allen | 2015
3393 | Allen | 2016
3393 | Allen | 2017
3393 | Allen | 2018
3393 | Allen | 2019
3393 | Allen | 2020
3396 | Bull Run | 2000
3396 | Bull Run | 2001
3396 | Bull Run | 2002
3396 | Bull Run | 2003
3396 | Bull Run | 2004
3396 | Bull Run | 2005
3396 | Bull Run | 2006
3396 | Bull Run | 2007
3396 | Bull Run | 2008
3396 | Bull Run | 2009
3396 | Bull Run | 2010
3396 | Bull Run | 2011
3396 | Bull Run | 2012
3396 | Bull Run | 2013
3396 | Bull Run | 2014
3396 | Bull Run | 2015
3396 | Bull Run | 2016
3396 | Bull Run | 2017
3396 | Bull Run | 2018
3396 | Bull Run | 2019
3396 | Bull Run | 2020
3399 | Cumberland | 2000
3399 | Cumberland | 2001
3399 | Cumberland | 2002
3399 | Cumberland | 2003
3399 | Cumberland | 2004
3399 | Cumberland | 2005
3399 | Cumberland | 2006
3399 | Cumberland | 2007
3399 | Cumberland | 2008
3399 | Cumberland | 2009
3399 | Cumberland | 2010
3399 | Cumberland | 2011
3399 | Cumberland | 2012
3399 | Cumberland | 2013
3399 | Cumberland | 2014
3399 | Cumberland | 2015
3399 | Cumberland | 2016
3399 | Cumberland | 2017
3399 | Cumberland | 2018
3399 | Cumberland | 2019
3399 | Cumberland | 2020
3403 | Gallatin | 2000
3403 | Gallatin | 2001
3403 | Gallatin | 2002
3403 | Gallatin | 2003
3403 | Gallatin | 2004
3403 | Gallatin | 2005
3403 | Gallatin | 2006
3403 | Gallatin | 2007
3403 | Gallatin | 2008
3403 | Gallatin | 2009
3403 | Gallatin | 2010
3403 | Gallatin | 2011
3403 | Gallatin | 2012
3403 | Gallatin | 2013
3403 | Gallatin | 2014
3403 | Gallatin | 2015
3403 | Gallatin | 2016
3403 | Gallatin | 2017
3403 | Gallatin | 2018
3403 | Gallatin | 2019
3403 | Gallatin | 2020
3405 | John Sevier | 2000
3405 | John Sevier | 2001
3405 | John Sevier | 2002
3405 | John Sevier | 2003
3405 | John Sevier | 2004
3405 | John Sevier | 2005
3405 | John Sevier | 2006
3405 | John Sevier | 2007
3405 | John Sevier | 2008
3405 | John Sevier | 2009
3405 | John Sevier | 2010
3405 | John Sevier | 2011
3405 | John Sevier | 2012
3405 | John Sevier | 2013
3405 | John Sevier | 2014
3405 | John Sevier | 2015
3405 | John Sevier | 2016
3405 | John Sevier | 2017
3405 | John Sevier | 2018
3405 | John Sevier | 2019
3405 | John Sevier | 2020
3406 | Johnsonville | 2000
3406 | Johnsonville | 2001
3406 | Johnsonville | 2002
3406 | Johnsonville | 2003
3406 | Johnsonville | 2004
3406 | Johnsonville | 2005
3406 | Johnsonville | 2006
3406 | Johnsonville | 2007
3406 | Johnsonville | 2008
3406 | Johnsonville | 2009
3406 | Johnsonville | 2010
3406 | Johnsonville | 2011
3406 | Johnsonville | 2012
3406 | Johnsonville | 2013
3406 | Johnsonville | 2014
3406 | Johnsonville | 2015
3406 | Johnsonville | 2016
3406 | Johnsonville | 2017
3407 | Kingston | 2000
3407 | Kingston | 2001
3407 | Kingston | 2002
3407 | Kingston | 2003
3407 | Kingston | 2004
3407 | Kingston | 2005
3407 | Kingston | 2006
3407 | Kingston | 2007
3407 | Kingston | 2008
3407 | Kingston | 2009
3407 | Kingston | 2010
3407 | Kingston | 2011
3407 | Kingston | 2012
3407 | Kingston | 2013
3407 | Kingston | 2014
3407 | Kingston | 2015
3407 | Kingston | 2016
3407 | Kingston | 2017
3407 | Kingston | 2018
3407 | Kingston | 2019
3407 | Kingston | 2020
3419 | Watts Bar Fossil | 2000
3436 | E S Joslin | 2000
3436 | E S Joslin | 2001
3436 | E S Joslin | 2002
3438 | J L Bates | 2000
3438 | J L Bates | 2001
3438 | J L Bates | 2002
3438 | J L Bates | 2003
3438 | J L Bates | 2004
3438 | J L Bates | 2005
3438 | J L Bates | 2008
3439 | Laredo | 2000
3439 | Laredo | 2001
3439 | Laredo | 2002
3439 | Laredo | 2003
3439 | Laredo | 2004
3439 | Laredo | 2005
3439 | Laredo | 2006
3439 | Laredo | 2007
3439 | Laredo | 2008
3440 | Lon C Hill | 2000
3440 | Lon C Hill | 2001
3440 | Lon C Hill | 2002
3440 | Lon C Hill | 2004
3441 | Nueces Bay | 2000
3441 | Nueces Bay | 2001
3441 | Nueces Bay | 2002
3441 | Nueces Bay | 2004
3441 | Nueces Bay | 2008
3441 | Nueces Bay | 2010
3441 | Nueces Bay | 2011
3441 | Nueces Bay | 2012
3441 | Nueces Bay | 2013
3441 | Nueces Bay | 2014
3441 | Nueces Bay | 2015
3441 | Nueces Bay | 2016
3441 | Nueces Bay | 2017
3441 | Nueces Bay | 2018
3441 | Nueces Bay | 2019
3441 | Nueces Bay | 2020
3442 | La Palma | 2000
3442 | La Palma | 2001
3442 | La Palma | 2002
3442 | La Palma | 2003
3442 | La Palma | 2004
3442 | La Palma | 2005
3442 | La Palma | 2006
3443 | Victoria | 2000
3443 | Victoria | 2001
3443 | Victoria | 2002
3443 | Victoria | 2009
3443 | Victoria | 2010
3443 | Victoria | 2011
3443 | Victoria | 2012
3443 | Victoria | 2013
3443 | Victoria | 2014
3443 | Victoria | 2015
3443 | Victoria | 2016
3443 | Victoria | 2017
3443 | Victoria | 2018
3443 | Victoria | 2019
3443 | Victoria | 2020
3452 | Lake Hubbard | 2000
3452 | Lake Hubbard | 2001
3452 | Lake Hubbard | 2002
3452 | Lake Hubbard | 2003
3452 | Lake Hubbard | 2004
3452 | Lake Hubbard | 2005
3452 | Lake Hubbard | 2006
3452 | Lake Hubbard | 2007
3452 | Lake Hubbard | 2008
3452 | Lake Hubbard | 2009
3452 | Lake Hubbard | 2010
3452 | Lake Hubbard | 2011
3452 | Lake Hubbard | 2012
3452 | Lake Hubbard | 2013
3452 | Lake Hubbard | 2014
3452 | Lake Hubbard | 2015
3452 | Lake Hubbard | 2016
3452 | Lake Hubbard | 2017
3452 | Lake Hubbard | 2018
3452 | Lake Hubbard | 2019
3452 | Lake Hubbard | 2020
3453 | Mountain Creek | 2000
3453 | Mountain Creek | 2001
3453 | Mountain Creek | 2002
3453 | Mountain Creek | 2003
3453 | Mountain Creek | 2004
3453 | Mountain Creek | 2005
3453 | Mountain Creek | 2006
3453 | Mountain Creek | 2007
3453 | Mountain Creek | 2008
3453 | Mountain Creek | 2009
3453 | Mountain Creek | 2010
3453 | Mountain Creek | 2011
3453 | Mountain Creek | 2012
3453 | Mountain Creek | 2013
3453 | Mountain Creek | 2014
3453 | Mountain Creek | 2015
3453 | Mountain Creek | 2016
3453 | Mountain Creek | 2017
3453 | Mountain Creek | 2018
3453 | Mountain Creek | 2019
3453 | Mountain Creek | 2020
3454 | North Lake | 2000
3454 | North Lake | 2001
3454 | North Lake | 2002
3454 | North Lake | 2003
3454 | North Lake | 2004
3454 | North Lake | 2006
3454 | North Lake | 2007
3454 | North Lake | 2008
3455 | Parkdale | 2000
3455 | Parkdale | 2001
3455 | Parkdale | 2002
3455 | Parkdale | 2003
3455 | Parkdale | 2004
3456 | Newman | 2000
3456 | Newman | 2001
3456 | Newman | 2002
3456 | Newman | 2003
3456 | Newman | 2004
3456 | Newman | 2005
3456 | Newman | 2006
3456 | Newman | 2007
3456 | Newman | 2008
3456 | Newman | 2009
3456 | Newman | 2010
3456 | Newman | 2011
3456 | Newman | 2012
3456 | Newman | 2013
3456 | Newman | 2014
3456 | Newman | 2015
3456 | Newman | 2016
3456 | Newman | 2017
3456 | Newman | 2018
3456 | Newman | 2019
3456 | Newman | 2020
3457 | Lewis Creek | 2000
3457 | Lewis Creek | 2001
3457 | Lewis Creek | 2002
3457 | Lewis Creek | 2003
3457 | Lewis Creek | 2004
3457 | Lewis Creek | 2005
3457 | Lewis Creek | 2006
3457 | Lewis Creek | 2007
3457 | Lewis Creek | 2008
3457 | Lewis Creek | 2009
3457 | Lewis Creek | 2010
3457 | Lewis Creek | 2011
3457 | Lewis Creek | 2012
3457 | Lewis Creek | 2013
3457 | Lewis Creek | 2014
3457 | Lewis Creek | 2015
3457 | Lewis Creek | 2016
3457 | Lewis Creek | 2017
3457 | Lewis Creek | 2018
3457 | Lewis Creek | 2019
3457 | Lewis Creek | 2020
3459 | Sabine | 2000
3459 | Sabine | 2001
3459 | Sabine | 2002
3459 | Sabine | 2003
3459 | Sabine | 2004
3459 | Sabine | 2005
3459 | Sabine | 2006
3459 | Sabine | 2007
3459 | Sabine | 2008
3459 | Sabine | 2009
3459 | Sabine | 2010
3459 | Sabine | 2011
3459 | Sabine | 2012
3459 | Sabine | 2013
3459 | Sabine | 2014
3459 | Sabine | 2015
3459 | Sabine | 2016
3459 | Sabine | 2017
3459 | Sabine | 2018
3459 | Sabine | 2019
3459 | Sabine | 2020
3460 | Cedar Bayou | 2000
3460 | Cedar Bayou | 2001
3460 | Cedar Bayou | 2002
3460 | Cedar Bayou | 2003
3460 | Cedar Bayou | 2004
3460 | Cedar Bayou | 2005
3460 | Cedar Bayou | 2006
3460 | Cedar Bayou | 2007
3460 | Cedar Bayou | 2008
3460 | Cedar Bayou | 2009
3460 | Cedar Bayou | 2010
3460 | Cedar Bayou | 2011
3460 | Cedar Bayou | 2012
3460 | Cedar Bayou | 2013
3460 | Cedar Bayou | 2014
3460 | Cedar Bayou | 2015
3460 | Cedar Bayou | 2016
3460 | Cedar Bayou | 2017
3460 | Cedar Bayou | 2018
3460 | Cedar Bayou | 2019
3460 | Cedar Bayou | 2020
3461 | Deepwater | 2000
3461 | Deepwater | 2001
3461 | Deepwater | 2002
3461 | Deepwater | 2003
3461 | Deepwater | 2004
3464 | Greens Bayou | 2000
3464 | Greens Bayou | 2001
3464 | Greens Bayou | 2002
3464 | Greens Bayou | 2003
3464 | Greens Bayou | 2004
3464 | Greens Bayou | 2005
3464 | Greens Bayou | 2006
3464 | Greens Bayou | 2007
3464 | Greens Bayou | 2008
3464 | Greens Bayou | 2009
3464 | Greens Bayou | 2010
3464 | Greens Bayou | 2011
3464 | Greens Bayou | 2012
3464 | Greens Bayou | 2013
3464 | Greens Bayou | 2014
3464 | Greens Bayou | 2015
3464 | Greens Bayou | 2016
3464 | Greens Bayou | 2017
3466 | P H Robinson | 2000
3466 | P H Robinson | 2001
3466 | P H Robinson | 2002
3466 | P H Robinson | 2003
3466 | P H Robinson | 2004
3466 | P H Robinson | 2005
3466 | P H Robinson | 2006
3466 | P H Robinson | 2007
3466 | P H Robinson | 2008
3468 | Sam Bertron | 2000
3468 | Sam Bertron | 2001
3468 | Sam Bertron | 2002
3468 | Sam Bertron | 2003
3468 | Sam Bertron | 2004
3468 | Sam Bertron | 2005
3468 | Sam Bertron | 2006
3468 | Sam Bertron | 2007
3468 | Sam Bertron | 2008
3468 | Sam Bertron | 2009
3468 | Sam Bertron | 2010
3468 | Sam Bertron | 2011
3468 | Sam Bertron | 2012
3468 | Sam Bertron | 2013
3468 | Sam Bertron | 2014
3468 | Sam Bertron | 2015
3469 | T H Wharton | 2000
3469 | T H Wharton | 2001
3469 | T H Wharton | 2002
3469 | T H Wharton | 2003
3469 | T H Wharton | 2004
3469 | T H Wharton | 2005
3469 | T H Wharton | 2006
3469 | T H Wharton | 2007
3469 | T H Wharton | 2008
3469 | T H Wharton | 2009
3469 | T H Wharton | 2010
3469 | T H Wharton | 2011
3469 | T H Wharton | 2012
3469 | T H Wharton | 2013
3469 | T H Wharton | 2014
3469 | T H Wharton | 2015
3469 | T H Wharton | 2016
3469 | T H Wharton | 2017
3469 | T H Wharton | 2018
3469 | T H Wharton | 2019
3469 | T H Wharton | 2020
3470 | W A Parish | 2000
3470 | W A Parish | 2001
3470 | W A Parish | 2002
3470 | W A Parish | 2003
3470 | W A Parish | 2004
3470 | W A Parish | 2005
3470 | W A Parish | 2006
3470 | W A Parish | 2007
3470 | W A Parish | 2008
3470 | W A Parish | 2009
3470 | W A Parish | 2010
3470 | W A Parish | 2011
3470 | W A Parish | 2012
3470 | W A Parish | 2013
3470 | W A Parish | 2014
3470 | W A Parish | 2015
3470 | W A Parish | 2016
3470 | W A Parish | 2017
3470 | W A Parish | 2018
3470 | W A Parish | 2019
3470 | W A Parish | 2020
3471 | Webster | 2000
3471 | Webster | 2001
3471 | Webster | 2002
3471 | Webster | 2003
3471 | Webster | 2004
3471 | Webster | 2005
3476 | Knox Lee | 2000
3476 | Knox Lee | 2001
3476 | Knox Lee | 2002
3476 | Knox Lee | 2003
3476 | Knox Lee | 2004
3476 | Knox Lee | 2005
3476 | Knox Lee | 2006
3476 | Knox Lee | 2007
3476 | Knox Lee | 2008
3476 | Knox Lee | 2009
3476 | Knox Lee | 2010
3476 | Knox Lee | 2011
3476 | Knox Lee | 2012
3476 | Knox Lee | 2013
3476 | Knox Lee | 2014
3476 | Knox Lee | 2015
3476 | Knox Lee | 2016
3476 | Knox Lee | 2017
3476 | Knox Lee | 2018
3476 | Knox Lee | 2019
3476 | Knox Lee | 2020
3477 | Lone Star | 2000
3477 | Lone Star | 2001
3477 | Lone Star | 2002
3477 | Lone Star | 2004
3477 | Lone Star | 2005
3477 | Lone Star | 2006
3477 | Lone Star | 2007
3477 | Lone Star | 2008
3477 | Lone Star | 2009
3477 | Lone Star | 2010
3477 | Lone Star | 2011
3477 | Lone Star | 2012
3477 | Lone Star | 2013
3477 | Lone Star | 2014
3477 | Lone Star | 2015
3477 | Lone Star | 2016
3477 | Lone Star | 2017
3477 | Lone Star | 2018
3477 | Lone Star | 2019
3478 | Wilkes | 2000
3478 | Wilkes | 2001
3478 | Wilkes | 2002
3478 | Wilkes | 2003
3478 | Wilkes | 2004
3478 | Wilkes | 2005
3478 | Wilkes | 2006
3478 | Wilkes | 2007
3478 | Wilkes | 2008
3478 | Wilkes | 2009
3478 | Wilkes | 2010
3478 | Wilkes | 2011
3478 | Wilkes | 2012
3478 | Wilkes | 2013
3478 | Wilkes | 2014
3478 | Wilkes | 2015
3478 | Wilkes | 2016
3478 | Wilkes | 2017
3478 | Wilkes | 2018
3478 | Wilkes | 2019
3478 | Wilkes | 2020
3482 | Jones | 2000
3482 | Jones | 2001
3482 | Jones | 2002
3482 | Jones | 2003
3482 | Jones | 2004
3482 | Jones | 2005
3482 | Jones | 2006
3482 | Jones | 2007
3482 | Jones | 2008
3482 | Jones | 2009
3482 | Jones | 2010
3482 | Jones | 2011
3482 | Jones | 2012
3482 | Jones | 2013
3482 | Jones | 2014
3482 | Jones | 2015
3482 | Jones | 2016
3482 | Jones | 2017
3482 | Jones | 2018
3482 | Jones | 2019
3482 | Jones | 2020
3483 | Moore County | 2000
3483 | Moore County | 2001
3483 | Moore County | 2002
3483 | Moore County | 2003
3483 | Moore County | 2004
3483 | Moore County | 2005
3483 | Moore County | 2006
3483 | Moore County | 2007
3483 | Moore County | 2008
3483 | Moore County | 2009
3483 | Moore County | 2010
3483 | Moore County | 2011
3483 | Moore County | 2012
3483 | Moore County | 2013
3484 | Nichols | 2000
3484 | Nichols | 2001
3484 | Nichols | 2002
3484 | Nichols | 2003
3484 | Nichols | 2004
3484 | Nichols | 2005
3484 | Nichols | 2006
3484 | Nichols | 2007
3484 | Nichols | 2008
3484 | Nichols | 2009
3484 | Nichols | 2010
3484 | Nichols | 2011
3484 | Nichols | 2012
3484 | Nichols | 2013
3484 | Nichols | 2014
3484 | Nichols | 2015
3484 | Nichols | 2016
3484 | Nichols | 2017
3484 | Nichols | 2018
3484 | Nichols | 2019
3484 | Nichols | 2020
3485 | Plant X | 2000
3485 | Plant X | 2001
3485 | Plant X | 2002
3485 | Plant X | 2003
3485 | Plant X | 2004
3485 | Plant X | 2005
3485 | Plant X | 2006
3485 | Plant X | 2007
3485 | Plant X | 2008
3485 | Plant X | 2009
3485 | Plant X | 2010
3485 | Plant X | 2011
3485 | Plant X | 2012
3485 | Plant X | 2013
3485 | Plant X | 2014
3485 | Plant X | 2015
3485 | Plant X | 2016
3485 | Plant X | 2017
3485 | Plant X | 2018
3485 | Plant X | 2019
3485 | Plant X | 2020
3489 | Eagle Mountain | 2000
3489 | Eagle Mountain | 2001
3489 | Eagle Mountain | 2002
3489 | Eagle Mountain | 2003
3489 | Eagle Mountain | 2004
3489 | Eagle Mountain | 2005
3490 | Graham | 2000
3490 | Graham | 2001
3490 | Graham | 2002
3490 | Graham | 2003
3490 | Graham | 2004
3490 | Graham | 2005
3490 | Graham | 2006
3490 | Graham | 2007
3490 | Graham | 2008
3490 | Graham | 2009
3490 | Graham | 2010
3490 | Graham | 2011
3490 | Graham | 2012
3490 | Graham | 2013
3490 | Graham | 2014
3490 | Graham | 2015
3490 | Graham | 2016
3490 | Graham | 2017
3490 | Graham | 2018
3490 | Graham | 2019
3490 | Graham | 2020
3491 | Handley | 2000
3491 | Handley | 2001
3491 | Handley | 2002
3491 | Handley | 2003
3491 | Handley | 2004
3491 | Handley | 2005
3491 | Handley | 2006
3491 | Handley | 2007
3491 | Handley | 2008
3491 | Handley | 2009
3491 | Handley | 2010
3491 | Handley | 2011
3491 | Handley | 2012
3491 | Handley | 2013
3491 | Handley | 2014
3491 | Handley | 2015
3491 | Handley | 2016
3491 | Handley | 2017
3491 | Handley | 2018
3491 | Handley | 2019
3491 | Handley | 2020
3492 | Morgan Creek | 2000
3492 | Morgan Creek | 2001
3492 | Morgan Creek | 2002
3492 | Morgan Creek | 2003
3492 | Morgan Creek | 2004
3492 | Morgan Creek | 2005
3492 | Morgan Creek | 2006
3492 | Morgan Creek | 2007
3492 | Morgan Creek | 2008
3493 | North Main | 2000
3493 | North Main | 2001
3493 | North Main | 2002
3493 | North Main | 2003
3494 | Permian Basin | 2000
3494 | Permian Basin | 2001
3494 | Permian Basin | 2002
3494 | Permian Basin | 2003
3494 | Permian Basin | 2004
3494 | Permian Basin | 2005
3494 | Permian Basin | 2006
3494 | Permian Basin | 2007
3494 | Permian Basin | 2008
3494 | Permian Basin | 2009
3494 | Permian Basin | 2010
3494 | Permian Basin | 2014
3497 | Big Brown | 2000
3497 | Big Brown | 2001
3497 | Big Brown | 2002
3497 | Big Brown | 2003
3497 | Big Brown | 2004
3497 | Big Brown | 2005
3497 | Big Brown | 2006
3497 | Big Brown | 2007
3497 | Big Brown | 2008
3497 | Big Brown | 2009
3497 | Big Brown | 2010
3497 | Big Brown | 2011
3497 | Big Brown | 2012
3497 | Big Brown | 2013
3497 | Big Brown | 2014
3497 | Big Brown | 2015
3497 | Big Brown | 2016
3497 | Big Brown | 2017
3497 | Big Brown | 2018
3500 | Collin | 2000
3500 | Collin | 2001
3500 | Collin | 2002
3500 | Collin | 2003
3502 | Lake Creek | 2000
3502 | Lake Creek | 2001
3502 | Lake Creek | 2002
3502 | Lake Creek | 2003
3502 | Lake Creek | 2004
3502 | Lake Creek | 2005
3502 | Lake Creek | 2006
3502 | Lake Creek | 2007
3502 | Lake Creek | 2008
3502 | Lake Creek | 2009
3503 | River Crest | 2000
3503 | River Crest | 2001
3503 | River Crest | 2002
3503 | River Crest | 2003
3504 | Lake Stryker | 2000
3504 | Lake Stryker | 2001
3504 | Lake Stryker | 2002
3504 | Lake Stryker | 2003
3504 | Lake Stryker | 2004
3504 | Lake Stryker | 2005
3504 | Lake Stryker | 2006
3504 | Lake Stryker | 2007
3504 | Lake Stryker | 2008
3504 | Lake Stryker | 2009
3504 | Lake Stryker | 2010
3504 | Lake Stryker | 2011
3504 | Lake Stryker | 2012
3504 | Lake Stryker | 2013
3504 | Lake Stryker | 2014
3504 | Lake Stryker | 2015
3504 | Lake Stryker | 2016
3504 | Lake Stryker | 2017
3504 | Lake Stryker | 2018
3504 | Lake Stryker | 2019
3504 | Lake Stryker | 2020
3506 | Tradinghouse | 2000
3506 | Tradinghouse | 2001
3506 | Tradinghouse | 2002
3506 | Tradinghouse | 2003
3506 | Tradinghouse | 2004
3506 | Tradinghouse | 2005
3506 | Tradinghouse | 2006
3506 | Tradinghouse | 2007
3506 | Tradinghouse | 2008
3506 | Tradinghouse | 2009
3506 | Tradinghouse | 2010
3507 | Trinidad | 2000
3507 | Trinidad | 2001
3507 | Trinidad | 2002
3507 | Trinidad | 2003
3507 | Trinidad | 2004
3507 | Trinidad | 2005
3507 | Trinidad | 2006
3507 | Trinidad | 2007
3507 | Trinidad | 2008
3507 | Trinidad | 2009
3507 | Trinidad | 2010
3507 | Trinidad | 2011
3507 | Trinidad | 2012
3507 | Trinidad | 2013
3507 | Trinidad | 2014
3507 | Trinidad | 2015
3507 | Trinidad | 2016
3507 | Trinidad | 2017
3507 | Trinidad | 2018
3507 | Trinidad | 2019
3507 | Trinidad | 2020
3508 | Valley | 2000
3508 | Valley | 2001
3508 | Valley | 2002
3508 | Valley | 2003
3508 | Valley | 2004
3508 | Valley | 2005
3508 | Valley | 2006
3508 | Valley | 2007
3508 | Valley | 2008
3508 | Valley | 2009
3508 | Valley | 2010
3508 | Valley | 2011
3521 | Lake Pauline | 2000
3521 | Lake Pauline | 2001
3523 | Oak Creek | 2000
3523 | Oak Creek | 2001
3523 | Oak Creek | 2002
3524 | Paint Creek | 2000
3524 | Paint Creek | 2001
3524 | Paint Creek | 2002
3524 | Paint Creek | 2004
3526 | Rio Pecos | 2000
3526 | Rio Pecos | 2001
3526 | Rio Pecos | 2002
3526 | Rio Pecos | 2003
3527 | San Angelo | 2000
3527 | San Angelo | 2001
3527 | San Angelo | 2002
3527 | San Angelo | 2003
3527 | San Angelo | 2004
3548 | Decker Creek | 2000
3548 | Decker Creek | 2001
3548 | Decker Creek | 2002
3548 | Decker Creek | 2003
3548 | Decker Creek | 2004
3548 | Decker Creek | 2005
3548 | Decker Creek | 2006
3548 | Decker Creek | 2007
3548 | Decker Creek | 2008
3548 | Decker Creek | 2009
3548 | Decker Creek | 2010
3548 | Decker Creek | 2011
3548 | Decker Creek | 2012
3548 | Decker Creek | 2013
3548 | Decker Creek | 2014
3548 | Decker Creek | 2015
3548 | Decker Creek | 2016
3548 | Decker Creek | 2017
3548 | Decker Creek | 2018
3548 | Decker Creek | 2019
3548 | Decker Creek | 2020
3549 | Holly Street | 2000
3549 | Holly Street | 2001
3549 | Holly Street | 2002
3549 | Holly Street | 2003
3549 | Holly Street | 2004
3549 | Holly Street | 2005
3549 | Holly Street | 2006
3549 | Holly Street | 2007
3559 | Si Ray | 2000
3559 | Si Ray | 2001
3559 | Si Ray | 2002
3559 | Si Ray | 2003
3559 | Si Ray | 2004
3559 | Si Ray | 2005
3559 | Si Ray | 2006
3559 | Si Ray | 2007
3559 | Si Ray | 2008
3559 | Si Ray | 2009
3559 | Si Ray | 2010
3559 | Si Ray | 2011
3559 | Si Ray | 2012
3559 | Si Ray | 2013
3559 | Si Ray | 2014
3559 | Si Ray | 2015
3559 | Si Ray | 2016
3559 | Si Ray | 2017
3559 | Si Ray | 2018
3559 | Si Ray | 2019
3559 | Si Ray | 2020
3561 | Bryan | 2000
3561 | Bryan | 2001
3561 | Bryan | 2002
3561 | Bryan | 2003
3561 | Bryan | 2004
3561 | Bryan | 2005
3561 | Bryan | 2006
3561 | Bryan | 2014
3574 | C E Newman | 2000
3574 | C E Newman | 2001
3574 | C E Newman | 2002
3574 | C E Newman | 2003
3574 | C E Newman | 2005
3574 | C E Newman | 2006
3574 | C E Newman | 2007
3574 | C E Newman | 2008
3574 | C E Newman | 2011
3576 | Ray Olinger | 2000
3576 | Ray Olinger | 2001
3576 | Ray Olinger | 2002
3576 | Ray Olinger | 2003
3576 | Ray Olinger | 2004
3576 | Ray Olinger | 2005
3576 | Ray Olinger | 2006
3576 | Ray Olinger | 2007
3576 | Ray Olinger | 2008
3576 | Ray Olinger | 2009
3576 | Ray Olinger | 2010
3576 | Ray Olinger | 2011
3576 | Ray Olinger | 2012
3576 | Ray Olinger | 2013
3576 | Ray Olinger | 2014
3576 | Ray Olinger | 2015
3576 | Ray Olinger | 2016
3576 | Ray Olinger | 2017
3576 | Ray Olinger | 2018
3576 | Ray Olinger | 2019
3576 | Ray Olinger | 2020
3601 | Sim Gideon | 2000
3601 | Sim Gideon | 2001
3601 | Sim Gideon | 2002
3601 | Sim Gideon | 2003
3601 | Sim Gideon | 2004
3601 | Sim Gideon | 2005
3601 | Sim Gideon | 2006
3601 | Sim Gideon | 2007
3601 | Sim Gideon | 2008
3601 | Sim Gideon | 2009
3601 | Sim Gideon | 2010
3601 | Sim Gideon | 2011
3601 | Sim Gideon | 2012
3601 | Sim Gideon | 2013
3601 | Sim Gideon | 2014
3601 | Sim Gideon | 2015
3601 | Sim Gideon | 2016
3601 | Sim Gideon | 2017
3601 | Sim Gideon | 2018
3601 | Sim Gideon | 2019
3601 | Sim Gideon | 2020
3602 | Ty Cooke | 2000
3602 | Ty Cooke | 2001
3602 | Ty Cooke | 2002
3602 | Ty Cooke | 2003
3602 | Ty Cooke | 2004
3602 | Ty Cooke | 2005
3602 | Ty Cooke | 2006
3602 | Ty Cooke | 2007
3602 | Ty Cooke | 2008
3602 | Ty Cooke | 2009
3602 | Ty Cooke | 2010
3602 | Ty Cooke | 2011
3602 | Ty Cooke | 2012
3602 | Ty Cooke | 2013
3602 | Ty Cooke | 2014
3602 | Ty Cooke | 2015
3602 | Ty Cooke | 2016
3604 | J Robert Massengale | 2000
3604 | J Robert Massengale | 2001
3604 | J Robert Massengale | 2002
3604 | J Robert Massengale | 2003
3604 | J Robert Massengale | 2004
3604 | J Robert Massengale | 2005
3604 | J Robert Massengale | 2006
3604 | J Robert Massengale | 2007
3604 | J Robert Massengale | 2008
3604 | J Robert Massengale | 2009
3604 | J Robert Massengale | 2010
3604 | J Robert Massengale | 2011
3604 | J Robert Massengale | 2012
3604 | J Robert Massengale | 2013
3604 | J Robert Massengale | 2014
3604 | J Robert Massengale | 2015
3604 | J Robert Massengale | 2016
3604 | J Robert Massengale | 2017
3604 | J Robert Massengale | 2018
3604 | J Robert Massengale | 2019
3604 | J Robert Massengale | 2020
3609 | Leon Creek | 2000
3609 | Leon Creek | 2001
3609 | Leon Creek | 2003
3609 | Leon Creek | 2004
3609 | Leon Creek | 2007
3609 | Leon Creek | 2008
3609 | Leon Creek | 2009
3609 | Leon Creek | 2010
3609 | Leon Creek | 2013
3610 | Mission Road | 2000
3610 | Mission Road | 2001
3611 | O W Sommers | 2000
3611 | O W Sommers | 2001
3611 | O W Sommers | 2002
3611 | O W Sommers | 2003
3611 | O W Sommers | 2004
3611 | O W Sommers | 2005
3611 | O W Sommers | 2006
3611 | O W Sommers | 2007
3611 | O W Sommers | 2008
3611 | O W Sommers | 2009
3611 | O W Sommers | 2010
3611 | O W Sommers | 2011
3611 | O W Sommers | 2012
3611 | O W Sommers | 2013
3611 | O W Sommers | 2014
3611 | O W Sommers | 2015
3611 | O W Sommers | 2016
3611 | O W Sommers | 2017
3611 | O W Sommers | 2018
3611 | O W Sommers | 2019
3611 | O W Sommers | 2020
3612 | V H Braunig | 2000
3612 | V H Braunig | 2001
3612 | V H Braunig | 2002
3612 | V H Braunig | 2003
3612 | V H Braunig | 2004
3612 | V H Braunig | 2005
3612 | V H Braunig | 2006
3612 | V H Braunig | 2007
3612 | V H Braunig | 2008
3612 | V H Braunig | 2009
3612 | V H Braunig | 2010
3612 | V H Braunig | 2011
3612 | V H Braunig | 2012
3612 | V H Braunig | 2013
3612 | V H Braunig | 2014
3612 | V H Braunig | 2015
3612 | V H Braunig | 2016
3612 | V H Braunig | 2017
3612 | V H Braunig | 2018
3612 | V H Braunig | 2019
3612 | V H Braunig | 2020
3613 | W B Tuttle | 2000
3613 | W B Tuttle | 2001
3613 | W B Tuttle | 2002
3613 | W B Tuttle | 2003
3613 | W B Tuttle | 2004
3613 | W B Tuttle | 2005
3613 | W B Tuttle | 2006
3613 | W B Tuttle | 2007
3613 | W B Tuttle | 2008
3613 | W B Tuttle | 2009
3613 | W B Tuttle | 2011
3627 | North Texas | 2000
3627 | North Texas | 2001
3627 | North Texas | 2002
3627 | North Texas | 2004
3627 | North Texas | 2005
3627 | North Texas | 2006
3627 | North Texas | 2007
3627 | North Texas | 2008
3628 | R W Miller | 2000
3628 | R W Miller | 2001
3628 | R W Miller | 2002
3628 | R W Miller | 2003
3628 | R W Miller | 2004
3628 | R W Miller | 2005
3628 | R W Miller | 2006
3628 | R W Miller | 2007
3628 | R W Miller | 2008
3628 | R W Miller | 2009
3628 | R W Miller | 2010
3628 | R W Miller | 2011
3628 | R W Miller | 2012
3628 | R W Miller | 2013
3628 | R W Miller | 2014
3628 | R W Miller | 2015
3628 | R W Miller | 2016
3628 | R W Miller | 2017
3628 | R W Miller | 2018
3628 | R W Miller | 2019
3628 | R W Miller | 2020
3630 | Pearsall | 2000
3630 | Pearsall | 2001
3630 | Pearsall | 2002
3630 | Pearsall | 2003
3630 | Pearsall | 2004
3630 | Pearsall | 2005
3630 | Pearsall | 2006
3630 | Pearsall | 2007
3630 | Pearsall | 2008
3630 | Pearsall | 2009
3630 | Pearsall | 2010
3630 | Pearsall | 2011
3630 | Pearsall | 2012
3630 | Pearsall | 2013
3630 | Pearsall | 2014
3630 | Pearsall | 2015
3630 | Pearsall | 2016
3630 | Pearsall | 2017
3631 | Sam Rayburn | 2000
3631 | Sam Rayburn | 2001
3631 | Sam Rayburn | 2002
3631 | Sam Rayburn | 2003
3631 | Sam Rayburn | 2004
3631 | Sam Rayburn | 2005
3631 | Sam Rayburn | 2006
3631 | Sam Rayburn | 2007
3631 | Sam Rayburn | 2008
3631 | Sam Rayburn | 2009
3631 | Sam Rayburn | 2010
3631 | Sam Rayburn | 2011
3631 | Sam Rayburn | 2012
3631 | Sam Rayburn | 2013
3631 | Sam Rayburn | 2014
3631 | Sam Rayburn | 2015
3631 | Sam Rayburn | 2016
3631 | Sam Rayburn | 2017
3631 | Sam Rayburn | 2018
3631 | Sam Rayburn | 2019
3631 | Sam Rayburn | 2020
3644 | Carbon | 2000
3644 | Carbon | 2001
3644 | Carbon | 2002
3644 | Carbon | 2003
3644 | Carbon | 2004
3644 | Carbon | 2005
3644 | Carbon | 2006
3644 | Carbon | 2007
3644 | Carbon | 2008
3644 | Carbon | 2009
3644 | Carbon | 2010
3644 | Carbon | 2011
3644 | Carbon | 2012
3644 | Carbon | 2013
3644 | Carbon | 2014
3644 | Carbon | 2015
3648 | Gadsby | 2000
3648 | Gadsby | 2001
3648 | Gadsby | 2002
3648 | Gadsby | 2003
3648 | Gadsby | 2004
3648 | Gadsby | 2005
3648 | Gadsby | 2006
3648 | Gadsby | 2007
3648 | Gadsby | 2008
3648 | Gadsby | 2009
3648 | Gadsby | 2010
3648 | Gadsby | 2011
3648 | Gadsby | 2012
3648 | Gadsby | 2013
3648 | Gadsby | 2014
3648 | Gadsby | 2015
3648 | Gadsby | 2016
3648 | Gadsby | 2017
3648 | Gadsby | 2018
3648 | Gadsby | 2019
3648 | Gadsby | 2020
3686 | Provo | 2000
3686 | Provo | 2001
3686 | Provo | 2002
3686 | Provo | 2013
3686 | Provo | 2014
3686 | Provo | 2015
3751 | Vermont Yankee | 2000
3751 | Vermont Yankee | 2001
3751 | Vermont Yankee | 2002
3751 | Vermont Yankee | 2003
3751 | Vermont Yankee | 2004
3751 | Vermont Yankee | 2005
3751 | Vermont Yankee | 2006
3751 | Vermont Yankee | 2007
3751 | Vermont Yankee | 2008
3751 | Vermont Yankee | 2009
3751 | Vermont Yankee | 2010
3751 | Vermont Yankee | 2011
3751 | Vermont Yankee | 2012
3751 | Vermont Yankee | 2013
3751 | Vermont Yankee | 2014
3775 | Clinch River | 2000
3775 | Clinch River | 2001
3775 | Clinch River | 2002
3775 | Clinch River | 2003
3775 | Clinch River | 2004
3775 | Clinch River | 2005
3775 | Clinch River | 2006
3775 | Clinch River | 2007
3775 | Clinch River | 2008
3775 | Clinch River | 2009
3775 | Clinch River | 2010
3775 | Clinch River | 2011
3775 | Clinch River | 2012
3775 | Clinch River | 2013
3775 | Clinch River | 2014
3775 | Clinch River | 2015
3775 | Clinch River | 2016
3775 | Clinch River | 2017
3775 | Clinch River | 2018
3775 | Clinch River | 2019
3775 | Clinch River | 2020
3776 | Glen Lyn | 2000
3776 | Glen Lyn | 2001
3776 | Glen Lyn | 2002
3776 | Glen Lyn | 2003
3776 | Glen Lyn | 2004
3776 | Glen Lyn | 2005
3776 | Glen Lyn | 2006
3776 | Glen Lyn | 2007
3776 | Glen Lyn | 2008
3776 | Glen Lyn | 2009
3776 | Glen Lyn | 2010
3776 | Glen Lyn | 2011
3776 | Glen Lyn | 2012
3776 | Glen Lyn | 2013
3776 | Glen Lyn | 2014
3776 | Glen Lyn | 2015
3788 | Potomac River | 2001
3788 | Potomac River | 2002
3788 | Potomac River | 2003
3788 | Potomac River | 2004
3788 | Potomac River | 2005
3788 | Potomac River | 2006
3788 | Potomac River | 2007
3788 | Potomac River | 2008
3788 | Potomac River | 2009
3788 | Potomac River | 2010
3788 | Potomac River | 2011
3788 | Potomac River | 2012
3796 | Bremo Bluff | 2000
3796 | Bremo Bluff | 2001
3796 | Bremo Bluff | 2002
3796 | Bremo Bluff | 2003
3796 | Bremo Bluff | 2004
3796 | Bremo Bluff | 2005
3796 | Bremo Bluff | 2006
3796 | Bremo Bluff | 2007
3796 | Bremo Bluff | 2008
3796 | Bremo Bluff | 2009
3796 | Bremo Bluff | 2010
3796 | Bremo Bluff | 2011
3796 | Bremo Bluff | 2012
3796 | Bremo Bluff | 2013
3796 | Bremo Bluff | 2014
3796 | Bremo Bluff | 2015
3796 | Bremo Bluff | 2016
3796 | Bremo Bluff | 2017
3796 | Bremo Bluff | 2018
3797 | Chesterfield | 2000
3797 | Chesterfield | 2001
3797 | Chesterfield | 2002
3797 | Chesterfield | 2003
3797 | Chesterfield | 2004
3797 | Chesterfield | 2005
3797 | Chesterfield | 2006
3797 | Chesterfield | 2007
3797 | Chesterfield | 2008
3797 | Chesterfield | 2009
3797 | Chesterfield | 2010
3797 | Chesterfield | 2011
3797 | Chesterfield | 2012
3797 | Chesterfield | 2013
3797 | Chesterfield | 2014
3797 | Chesterfield | 2015
3797 | Chesterfield | 2016
3797 | Chesterfield | 2017
3797 | Chesterfield | 2018
3797 | Chesterfield | 2019
3797 | Chesterfield | 2020
3803 | Chesapeake | 2000
3803 | Chesapeake | 2001
3803 | Chesapeake | 2002
3803 | Chesapeake | 2003
3803 | Chesapeake | 2004
3803 | Chesapeake | 2005
3803 | Chesapeake | 2006
3803 | Chesapeake | 2007
3803 | Chesapeake | 2008
3803 | Chesapeake | 2009
3803 | Chesapeake | 2010
3803 | Chesapeake | 2011
3803 | Chesapeake | 2012
3803 | Chesapeake | 2013
3803 | Chesapeake | 2014
3803 | Chesapeake | 2015
3804 | Possum Point | 2000
3804 | Possum Point | 2001
3804 | Possum Point | 2002
3804 | Possum Point | 2003
3804 | Possum Point | 2004
3804 | Possum Point | 2005
3804 | Possum Point | 2006
3804 | Possum Point | 2007
3804 | Possum Point | 2008
3804 | Possum Point | 2009
3804 | Possum Point | 2010
3804 | Possum Point | 2011
3804 | Possum Point | 2012
3804 | Possum Point | 2013
3804 | Possum Point | 2014
3804 | Possum Point | 2015
3804 | Possum Point | 2016
3804 | Possum Point | 2017
3804 | Possum Point | 2018
3804 | Possum Point | 2019
3804 | Possum Point | 2020
3806 | Surry | 2000
3806 | Surry | 2001
3806 | Surry | 2002
3806 | Surry | 2003
3806 | Surry | 2004
3806 | Surry | 2005
3806 | Surry | 2006
3806 | Surry | 2007
3806 | Surry | 2008
3806 | Surry | 2009
3806 | Surry | 2010
3806 | Surry | 2011
3806 | Surry | 2012
3806 | Surry | 2013
3806 | Surry | 2014
3806 | Surry | 2015
3806 | Surry | 2016
3806 | Surry | 2017
3806 | Surry | 2018
3806 | Surry | 2019
3806 | Surry | 2020
3809 | Yorktown | 2000
3809 | Yorktown | 2001
3809 | Yorktown | 2002
3809 | Yorktown | 2003
3809 | Yorktown | 2004
3809 | Yorktown | 2005
3809 | Yorktown | 2006
3809 | Yorktown | 2007
3809 | Yorktown | 2008
3809 | Yorktown | 2009
3809 | Yorktown | 2010
3809 | Yorktown | 2011
3809 | Yorktown | 2012
3809 | Yorktown | 2013
3809 | Yorktown | 2014
3809 | Yorktown | 2015
3809 | Yorktown | 2016
3809 | Yorktown | 2017
3809 | Yorktown | 2018
3809 | Yorktown | 2019
3809 | Yorktown | 2020
3845 | Centralia | 2000
3845 | Centralia | 2001
3845 | Centralia | 2002
3845 | Centralia | 2003
3845 | Centralia | 2004
3845 | Centralia | 2005
3845 | Centralia | 2006
3845 | Centralia | 2007
3845 | Centralia | 2008
3845 | Centralia | 2009
3845 | Centralia | 2010
3845 | Centralia | 2011
3845 | Centralia | 2012
3845 | Centralia | 2013
3845 | Centralia | 2014
3845 | Centralia | 2015
3845 | Centralia | 2016
3845 | Centralia | 2017
3845 | Centralia | 2018
3845 | Centralia | 2019
3845 | Centralia | 2020
3935 | John E Amos | 2000
3935 | John E Amos | 2001
3935 | John E Amos | 2002
3935 | John E Amos | 2003
3935 | John E Amos | 2004
3935 | John E Amos | 2005
3935 | John E Amos | 2006
3935 | John E Amos | 2007
3935 | John E Amos | 2008
3935 | John E Amos | 2009
3935 | John E Amos | 2010
3935 | John E Amos | 2011
3935 | John E Amos | 2012
3935 | John E Amos | 2013
3935 | John E Amos | 2014
3935 | John E Amos | 2015
3935 | John E Amos | 2016
3935 | John E Amos | 2017
3935 | John E Amos | 2018
3935 | John E Amos | 2019
3935 | John E Amos | 2020
3936 | Kanawha River | 2000
3936 | Kanawha River | 2001
3936 | Kanawha River | 2002
3936 | Kanawha River | 2003
3936 | Kanawha River | 2004
3936 | Kanawha River | 2005
3936 | Kanawha River | 2006
3936 | Kanawha River | 2007
3936 | Kanawha River | 2008
3936 | Kanawha River | 2009
3936 | Kanawha River | 2010
3936 | Kanawha River | 2011
3936 | Kanawha River | 2012
3936 | Kanawha River | 2013
3936 | Kanawha River | 2014
3936 | Kanawha River | 2015
3936 | Kanawha River | 2017
3938 | Phil Sporn | 2000
3938 | Phil Sporn | 2001
3938 | Phil Sporn | 2002
3938 | Phil Sporn | 2003
3938 | Phil Sporn | 2004
3938 | Phil Sporn | 2005
3938 | Phil Sporn | 2006
3938 | Phil Sporn | 2007
3938 | Phil Sporn | 2008
3938 | Phil Sporn | 2009
3938 | Phil Sporn | 2010
3938 | Phil Sporn | 2011
3938 | Phil Sporn | 2012
3938 | Phil Sporn | 2013
3938 | Phil Sporn | 2014
3938 | Phil Sporn | 2015
3942 | Albright | 2000
3942 | Albright | 2001
3942 | Albright | 2002
3942 | Albright | 2003
3942 | Albright | 2004
3942 | Albright | 2005
3942 | Albright | 2006
3942 | Albright | 2007
3942 | Albright | 2008
3942 | Albright | 2009
3942 | Albright | 2010
3942 | Albright | 2011
3942 | Albright | 2012
3943 | FirstEnergy Fort Martin Power Station | 2000
3943 | FirstEnergy Fort Martin Power Station | 2001
3943 | FirstEnergy Fort Martin Power Station | 2002
3943 | FirstEnergy Fort Martin Power Station | 2003
3943 | FirstEnergy Fort Martin Power Station | 2004
3943 | FirstEnergy Fort Martin Power Station | 2005
3943 | FirstEnergy Fort Martin Power Station | 2006
3943 | FirstEnergy Fort Martin Power Station | 2007
3943 | FirstEnergy Fort Martin Power Station | 2008
3943 | FirstEnergy Fort Martin Power Station | 2009
3943 | FirstEnergy Fort Martin Power Station | 2010
3943 | FirstEnergy Fort Martin Power Station | 2011
3943 | FirstEnergy Fort Martin Power Station | 2012
3943 | FirstEnergy Fort Martin Power Station | 2013
3943 | FirstEnergy Fort Martin Power Station | 2014
3943 | FirstEnergy Fort Martin Power Station | 2015
3943 | FirstEnergy Fort Martin Power Station | 2016
3943 | FirstEnergy Fort Martin Power Station | 2017
3943 | FirstEnergy Fort Martin Power Station | 2018
3943 | FirstEnergy Fort Martin Power Station | 2019
3943 | FirstEnergy Fort Martin Power Station | 2020
3944 | FirstEnergy Harrison Power Station | 2000
3944 | FirstEnergy Harrison Power Station | 2001
3944 | FirstEnergy Harrison Power Station | 2002
3944 | FirstEnergy Harrison Power Station | 2003
3944 | FirstEnergy Harrison Power Station | 2004
3944 | FirstEnergy Harrison Power Station | 2005
3944 | FirstEnergy Harrison Power Station | 2006
3944 | FirstEnergy Harrison Power Station | 2007
3944 | FirstEnergy Harrison Power Station | 2008
3944 | FirstEnergy Harrison Power Station | 2009
3944 | FirstEnergy Harrison Power Station | 2010
3944 | FirstEnergy Harrison Power Station | 2011
3944 | FirstEnergy Harrison Power Station | 2012
3944 | FirstEnergy Harrison Power Station | 2013
3944 | FirstEnergy Harrison Power Station | 2014
3944 | FirstEnergy Harrison Power Station | 2015
3944 | FirstEnergy Harrison Power Station | 2016
3944 | FirstEnergy Harrison Power Station | 2017
3944 | FirstEnergy Harrison Power Station | 2018
3944 | FirstEnergy Harrison Power Station | 2019
3944 | FirstEnergy Harrison Power Station | 2020
3945 | FirstEnergy Rivesville | 2000
3945 | FirstEnergy Rivesville | 2001
3945 | FirstEnergy Rivesville | 2002
3945 | FirstEnergy Rivesville | 2003
3945 | FirstEnergy Rivesville | 2004
3945 | FirstEnergy Rivesville | 2005
3945 | FirstEnergy Rivesville | 2006
3945 | FirstEnergy Rivesville | 2007
3945 | FirstEnergy Rivesville | 2008
3945 | FirstEnergy Rivesville | 2009
3945 | FirstEnergy Rivesville | 2010
3945 | FirstEnergy Rivesville | 2011
3945 | FirstEnergy Rivesville | 2012
3946 | FirstEnergy Willow Island | 2000
3946 | FirstEnergy Willow Island | 2001
3946 | FirstEnergy Willow Island | 2002
3946 | FirstEnergy Willow Island | 2003
3946 | FirstEnergy Willow Island | 2004
3946 | FirstEnergy Willow Island | 2005
3946 | FirstEnergy Willow Island | 2006
3946 | FirstEnergy Willow Island | 2007
3946 | FirstEnergy Willow Island | 2008
3946 | FirstEnergy Willow Island | 2009
3946 | FirstEnergy Willow Island | 2010
3946 | FirstEnergy Willow Island | 2011
3946 | FirstEnergy Willow Island | 2012
3947 | Kammer | 2000
3947 | Kammer | 2001
3947 | Kammer | 2002
3947 | Kammer | 2003
3947 | Kammer | 2004
3947 | Kammer | 2005
3947 | Kammer | 2006
3947 | Kammer | 2007
3947 | Kammer | 2008
3947 | Kammer | 2009
3947 | Kammer | 2010
3947 | Kammer | 2011
3947 | Kammer | 2012
3947 | Kammer | 2013
3947 | Kammer | 2014
3947 | Kammer | 2015
3948 | Mitchell | 2000
3948 | Mitchell | 2001
3948 | Mitchell | 2002
3948 | Mitchell | 2003
3948 | Mitchell | 2004
3948 | Mitchell | 2005
3948 | Mitchell | 2006
3948 | Mitchell | 2007
3948 | Mitchell | 2008
3948 | Mitchell | 2009
3948 | Mitchell | 2010
3948 | Mitchell | 2011
3948 | Mitchell | 2012
3948 | Mitchell | 2013
3948 | Mitchell | 2014
3948 | Mitchell | 2015
3948 | Mitchell | 2016
3948 | Mitchell | 2017
3948 | Mitchell | 2018
3948 | Mitchell | 2019
3948 | Mitchell | 2020
3954 | Mt Storm | 2000
3954 | Mt Storm | 2001
3954 | Mt Storm | 2002
3954 | Mt Storm | 2003
3954 | Mt Storm | 2004
3954 | Mt Storm | 2005
3954 | Mt Storm | 2006
3954 | Mt Storm | 2007
3954 | Mt Storm | 2008
3954 | Mt Storm | 2009
3954 | Mt Storm | 2010
3954 | Mt Storm | 2011
3954 | Mt Storm | 2012
3954 | Mt Storm | 2013
3954 | Mt Storm | 2014
3954 | Mt Storm | 2015
3954 | Mt Storm | 2016
3954 | Mt Storm | 2017
3954 | Mt Storm | 2018
3954 | Mt Storm | 2019
3954 | Mt Storm | 2020
3982 | Bay Front | 2000
3982 | Bay Front | 2001
3982 | Bay Front | 2002
3982 | Bay Front | 2003
3982 | Bay Front | 2004
3982 | Bay Front | 2005
3982 | Bay Front | 2006
3982 | Bay Front | 2007
3982 | Bay Front | 2008
3982 | Bay Front | 2009
3982 | Bay Front | 2010
3982 | Bay Front | 2011
3982 | Bay Front | 2012
3982 | Bay Front | 2013
3982 | Bay Front | 2014
3982 | Bay Front | 2015
3982 | Bay Front | 2016
3982 | Bay Front | 2017
3982 | Bay Front | 2018
3982 | Bay Front | 2019
3982 | Bay Front | 2020
3992 | Blount Street | 2000
3992 | Blount Street | 2001
3992 | Blount Street | 2002
3992 | Blount Street | 2003
3992 | Blount Street | 2004
3992 | Blount Street | 2005
3992 | Blount Street | 2006
3992 | Blount Street | 2007
3992 | Blount Street | 2008
3992 | Blount Street | 2009
3992 | Blount Street | 2010
3992 | Blount Street | 2011
3992 | Blount Street | 2012
3992 | Blount Street | 2013
3992 | Blount Street | 2014
3992 | Blount Street | 2015
3992 | Blount Street | 2016
3992 | Blount Street | 2017
3992 | Blount Street | 2018
3992 | Blount Street | 2019
3992 | Blount Street | 2020
4005 | French Island | 2000
4005 | French Island | 2001
4005 | French Island | 2002
4005 | French Island | 2003
4005 | French Island | 2004
4005 | French Island | 2005
4005 | French Island | 2006
4005 | French Island | 2007
4005 | French Island | 2008
4005 | French Island | 2009
4005 | French Island | 2010
4005 | French Island | 2011
4005 | French Island | 2012
4005 | French Island | 2013
4005 | French Island | 2014
4005 | French Island | 2015
4005 | French Island | 2016
4005 | French Island | 2017
4005 | French Island | 2018
4005 | French Island | 2019
4005 | French Island | 2020
4040 | Port Washington | 2000
4040 | Port Washington | 2001
4040 | Port Washington | 2002
4040 | Port Washington | 2003
4040 | Port Washington | 2004
4040 | Port Washington | 2005
4040 | Port Washington | 2006
4040 | Port Washington | 2007
4040 | Port Washington | 2008
4040 | Port Washington | 2009
4040 | Port Washington | 2010
4040 | Port Washington | 2011
4040 | Port Washington | 2012
4040 | Port Washington | 2013
4040 | Port Washington | 2014
4040 | Port Washington | 2015
4040 | Port Washington | 2016
4040 | Port Washington | 2017
4040 | Port Washington | 2018
4040 | Port Washington | 2019
4040 | Port Washington | 2020
4041 | South Oak Creek | 2000
4041 | South Oak Creek | 2001
4041 | South Oak Creek | 2002
4041 | South Oak Creek | 2003
4041 | South Oak Creek | 2004
4041 | South Oak Creek | 2005
4041 | South Oak Creek | 2006
4041 | South Oak Creek | 2007
4041 | South Oak Creek | 2008
4041 | South Oak Creek | 2009
4041 | South Oak Creek | 2010
4041 | South Oak Creek | 2011
4041 | South Oak Creek | 2012
4041 | South Oak Creek | 2013
4041 | South Oak Creek | 2014
4041 | South Oak Creek | 2015
4041 | South Oak Creek | 2016
4041 | South Oak Creek | 2017
4041 | South Oak Creek | 2018
4041 | South Oak Creek | 2019
4041 | South Oak Creek | 2020
4042 | Valley | 2000
4042 | Valley | 2001
4042 | Valley | 2002
4042 | Valley | 2003
4042 | Valley | 2004
4042 | Valley | 2005
4042 | Valley | 2006
4042 | Valley | 2007
4042 | Valley | 2008
4042 | Valley | 2009
4042 | Valley | 2010
4042 | Valley | 2011
4042 | Valley | 2012
4042 | Valley | 2013
4042 | Valley | 2014
4042 | Valley | 2015
4042 | Valley | 2016
4042 | Valley | 2017
4042 | Valley | 2018
4042 | Valley | 2019
4042 | Valley | 2020
4046 | Point Beach | 2000
4046 | Point Beach | 2001
4046 | Point Beach | 2002
4046 | Point Beach | 2003
4046 | Point Beach | 2004
4046 | Point Beach | 2005
4046 | Point Beach | 2006
4046 | Point Beach | 2007
4046 | Point Beach | 2008
4046 | Point Beach | 2009
4046 | Point Beach | 2010
4046 | Point Beach | 2011
4046 | Point Beach | 2012
4046 | Point Beach | 2013
4046 | Point Beach | 2014
4046 | Point Beach | 2015
4046 | Point Beach | 2016
4046 | Point Beach | 2017
4046 | Point Beach | 2018
4046 | Point Beach | 2019
4046 | Point Beach | 2020
4048 | Blackhawk | 2000
4048 | Blackhawk | 2001
4048 | Blackhawk | 2002
4048 | Blackhawk | 2003
4048 | Blackhawk | 2004
4048 | Blackhawk | 2005
4048 | Blackhawk | 2006
4048 | Blackhawk | 2007
4048 | Blackhawk | 2008
4050 | Edgewater | 2000
4050 | Edgewater | 2001
4050 | Edgewater | 2002
4050 | Edgewater | 2003
4050 | Edgewater | 2004
4050 | Edgewater | 2005
4050 | Edgewater | 2006
4050 | Edgewater | 2007
4050 | Edgewater | 2008
4050 | Edgewater | 2009
4050 | Edgewater | 2010
4050 | Edgewater | 2011
4050 | Edgewater | 2012
4050 | Edgewater | 2013
4050 | Edgewater | 2014
4050 | Edgewater | 2015
4050 | Edgewater | 2016
4050 | Edgewater | 2017
4050 | Edgewater | 2018
4050 | Edgewater | 2019
4050 | Edgewater | 2020
4054 | Nelson Dewey | 2000
4054 | Nelson Dewey | 2001
4054 | Nelson Dewey | 2002
4054 | Nelson Dewey | 2003
4054 | Nelson Dewey | 2004
4054 | Nelson Dewey | 2005
4054 | Nelson Dewey | 2006
4054 | Nelson Dewey | 2007
4054 | Nelson Dewey | 2008
4054 | Nelson Dewey | 2009
4054 | Nelson Dewey | 2010
4054 | Nelson Dewey | 2011
4054 | Nelson Dewey | 2012
4054 | Nelson Dewey | 2013
4054 | Nelson Dewey | 2014
4054 | Nelson Dewey | 2015
4057 | Rock River | 2000
4057 | Rock River | 2001
4057 | Rock River | 2002
4057 | Rock River | 2003
4057 | Rock River | 2004
4057 | Rock River | 2005
4057 | Rock River | 2006
4057 | Rock River | 2007
4057 | Rock River | 2008
4057 | Rock River | 2009
4072 | Pulliam | 2000
4072 | Pulliam | 2001
4072 | Pulliam | 2002
4072 | Pulliam | 2003
4072 | Pulliam | 2004
4072 | Pulliam | 2005
4072 | Pulliam | 2006
4072 | Pulliam | 2007
4072 | Pulliam | 2008
4072 | Pulliam | 2009
4072 | Pulliam | 2010
4072 | Pulliam | 2011
4072 | Pulliam | 2012
4072 | Pulliam | 2013
4072 | Pulliam | 2014
4072 | Pulliam | 2015
4072 | Pulliam | 2016
4072 | Pulliam | 2017
4072 | Pulliam | 2018
4078 | Weston | 2000
4078 | Weston | 2001
4078 | Weston | 2002
4078 | Weston | 2003
4078 | Weston | 2004
4078 | Weston | 2005
4078 | Weston | 2006
4078 | Weston | 2007
4078 | Weston | 2008
4078 | Weston | 2009
4078 | Weston | 2010
4078 | Weston | 2011
4078 | Weston | 2012
4078 | Weston | 2013
4078 | Weston | 2014
4078 | Weston | 2015
4078 | Weston | 2016
4078 | Weston | 2017
4078 | Weston | 2018
4078 | Weston | 2019
4078 | Weston | 2020
4125 | Manitowoc | 2000
4125 | Manitowoc | 2001
4125 | Manitowoc | 2002
4125 | Manitowoc | 2003
4125 | Manitowoc | 2004
4125 | Manitowoc | 2005
4125 | Manitowoc | 2006
4125 | Manitowoc | 2007
4125 | Manitowoc | 2008
4125 | Manitowoc | 2009
4125 | Manitowoc | 2010
4125 | Manitowoc | 2011
4125 | Manitowoc | 2012
4125 | Manitowoc | 2013
4125 | Manitowoc | 2014
4125 | Manitowoc | 2015
4125 | Manitowoc | 2016
4125 | Manitowoc | 2017
4125 | Manitowoc | 2018
4125 | Manitowoc | 2019
4125 | Manitowoc | 2020
4127 | Menasha | 2000
4127 | Menasha | 2001
4127 | Menasha | 2002
4127 | Menasha | 2003
4127 | Menasha | 2004
4127 | Menasha | 2006
4127 | Menasha | 2007
4127 | Menasha | 2008
4127 | Menasha | 2009
4140 | Alma | 2000
4140 | Alma | 2001
4140 | Alma | 2002
4140 | Alma | 2003
4140 | Alma | 2004
4140 | Alma | 2005
4140 | Alma | 2006
4140 | Alma | 2007
4140 | Alma | 2008
4140 | Alma | 2009
4140 | Alma | 2010
4140 | Alma | 2011
4140 | Alma | 2012
4140 | Alma | 2013
4140 | Alma | 2014
4143 | Genoa | 2000
4143 | Genoa | 2001
4143 | Genoa | 2002
4143 | Genoa | 2003
4143 | Genoa | 2004
4143 | Genoa | 2005
4143 | Genoa | 2006
4143 | Genoa | 2007
4143 | Genoa | 2008
4143 | Genoa | 2009
4143 | Genoa | 2010
4143 | Genoa | 2011
4143 | Genoa | 2012
4143 | Genoa | 2013
4143 | Genoa | 2014
4143 | Genoa | 2015
4143 | Genoa | 2016
4143 | Genoa | 2017
4143 | Genoa | 2018
4143 | Genoa | 2019
4143 | Genoa | 2020
4146 | E J Stoneman Station | 2001
4146 | E J Stoneman Station | 2002
4146 | E J Stoneman Station | 2003
4146 | E J Stoneman Station | 2004
4146 | E J Stoneman Station | 2005
4146 | E J Stoneman Station | 2006
4146 | E J Stoneman Station | 2007
4146 | E J Stoneman Station | 2008
4146 | E J Stoneman Station | 2009
4146 | E J Stoneman Station | 2010
4146 | E J Stoneman Station | 2011
4146 | E J Stoneman Station | 2012
4146 | E J Stoneman Station | 2013
4146 | E J Stoneman Station | 2014
4146 | E J Stoneman Station | 2015
4151 | Osage | 2000
4151 | Osage | 2001
4151 | Osage | 2002
4151 | Osage | 2003
4151 | Osage | 2004
4151 | Osage | 2005
4151 | Osage | 2006
4151 | Osage | 2007
4151 | Osage | 2008
4151 | Osage | 2009
4151 | Osage | 2010
4151 | Osage | 2011
4151 | Osage | 2012
4158 | Dave Johnston | 2000
4158 | Dave Johnston | 2001
4158 | Dave Johnston | 2002
4158 | Dave Johnston | 2003
4158 | Dave Johnston | 2004
4158 | Dave Johnston | 2005
4158 | Dave Johnston | 2006
4158 | Dave Johnston | 2007
4158 | Dave Johnston | 2008
4158 | Dave Johnston | 2009
4158 | Dave Johnston | 2010
4158 | Dave Johnston | 2011
4158 | Dave Johnston | 2012
4158 | Dave Johnston | 2013
4158 | Dave Johnston | 2014
4158 | Dave Johnston | 2015
4158 | Dave Johnston | 2016
4158 | Dave Johnston | 2017
4158 | Dave Johnston | 2018
4158 | Dave Johnston | 2019
4158 | Dave Johnston | 2020
4162 | Naughton | 2000
4162 | Naughton | 2001
4162 | Naughton | 2002
4162 | Naughton | 2003
4162 | Naughton | 2004
4162 | Naughton | 2005
4162 | Naughton | 2006
4162 | Naughton | 2007
4162 | Naughton | 2008
4162 | Naughton | 2009
4162 | Naughton | 2010
4162 | Naughton | 2011
4162 | Naughton | 2012
4162 | Naughton | 2013
4162 | Naughton | 2014
4162 | Naughton | 2015
4162 | Naughton | 2016
4162 | Naughton | 2017
4162 | Naughton | 2018
4162 | Naughton | 2019
4162 | Naughton | 2020
4195 | Powerlane Plant | 2000
4195 | Powerlane Plant | 2002
4195 | Powerlane Plant | 2003
4195 | Powerlane Plant | 2004
4195 | Powerlane Plant | 2005
4195 | Powerlane Plant | 2006
4195 | Powerlane Plant | 2007
4195 | Powerlane Plant | 2008
4195 | Powerlane Plant | 2009
4195 | Powerlane Plant | 2010
4195 | Powerlane Plant | 2011
4195 | Powerlane Plant | 2012
4195 | Powerlane Plant | 2013
4195 | Powerlane Plant | 2014
4195 | Powerlane Plant | 2015
4195 | Powerlane Plant | 2016
4195 | Powerlane Plant | 2017
4195 | Powerlane Plant | 2018
4195 | Powerlane Plant | 2019
4195 | Powerlane Plant | 2020
4259 | Endicott Generating | 2000
4259 | Endicott Generating | 2001
4259 | Endicott Generating | 2002
4259 | Endicott Generating | 2003
4259 | Endicott Generating | 2004
4259 | Endicott Generating | 2005
4259 | Endicott Generating | 2006
4259 | Endicott Generating | 2007
4259 | Endicott Generating | 2008
4259 | Endicott Generating | 2009
4259 | Endicott Generating | 2010
4259 | Endicott Generating | 2011
4259 | Endicott Generating | 2012
4259 | Endicott Generating | 2013
4259 | Endicott Generating | 2014
4259 | Endicott Generating | 2015
4259 | Endicott Generating | 2016
4266 | Spencer | 2000
4266 | Spencer | 2001
4266 | Spencer | 2002
4266 | Spencer | 2003
4266 | Spencer | 2004
4266 | Spencer | 2005
4266 | Spencer | 2006
4266 | Spencer | 2007
4266 | Spencer | 2008
4266 | Spencer | 2009
4266 | Spencer | 2010
4266 | Spencer | 2011
4266 | Spencer | 2012
4266 | Spencer | 2013
4266 | Spencer | 2014
4266 | Spencer | 2015
4266 | Spencer | 2016
4266 | Spencer | 2017
4266 | Spencer | 2018
4266 | Spencer | 2019
4266 | Spencer | 2020
4270 | Waterford 3 | 2000
4270 | Waterford 3 | 2001
4270 | Waterford 3 | 2002
4270 | Waterford 3 | 2003
4270 | Waterford 3 | 2004
4270 | Waterford 3 | 2005
4270 | Waterford 3 | 2006
4270 | Waterford 3 | 2007
4270 | Waterford 3 | 2008
4270 | Waterford 3 | 2009
4270 | Waterford 3 | 2010
4270 | Waterford 3 | 2011
4270 | Waterford 3 | 2012
4270 | Waterford 3 | 2013
4270 | Waterford 3 | 2014
4270 | Waterford 3 | 2015
4270 | Waterford 3 | 2016
4270 | Waterford 3 | 2017
4270 | Waterford 3 | 2018
4270 | Waterford 3 | 2019
4270 | Waterford 3 | 2020
4271 | John P Madgett | 2000
4271 | John P Madgett | 2001
4271 | John P Madgett | 2002
4271 | John P Madgett | 2003
4271 | John P Madgett | 2004
4271 | John P Madgett | 2005
4271 | John P Madgett | 2006
4271 | John P Madgett | 2007
4271 | John P Madgett | 2008
4271 | John P Madgett | 2009
4271 | John P Madgett | 2010
4271 | John P Madgett | 2011
4271 | John P Madgett | 2012
4271 | John P Madgett | 2013
4271 | John P Madgett | 2014
4271 | John P Madgett | 2015
4271 | John P Madgett | 2016
4271 | John P Madgett | 2017
4271 | John P Madgett | 2018
4271 | John P Madgett | 2019
4271 | John P Madgett | 2020
4937 | Thomas C Ferguson | 2000
4937 | Thomas C Ferguson | 2001
4937 | Thomas C Ferguson | 2002
4937 | Thomas C Ferguson | 2003
4937 | Thomas C Ferguson | 2004
4937 | Thomas C Ferguson | 2005
4937 | Thomas C Ferguson | 2006
4937 | Thomas C Ferguson | 2007
4937 | Thomas C Ferguson | 2008
4937 | Thomas C Ferguson | 2009
4937 | Thomas C Ferguson | 2010
4937 | Thomas C Ferguson | 2011
4937 | Thomas C Ferguson | 2012
4937 | Thomas C Ferguson | 2013
4937 | Thomas C Ferguson | 2015
4937 | Thomas C Ferguson | 2016
4937 | Thomas C Ferguson | 2017
4937 | Thomas C Ferguson | 2018
4937 | Thomas C Ferguson | 2019
4937 | Thomas C Ferguson | 2020
4938 | Fort Phantom | 2000
4938 | Fort Phantom | 2001
4938 | Fort Phantom | 2002
4938 | Fort Phantom | 2003
4938 | Fort Phantom | 2004
4939 | Barney M Davis | 2000
4939 | Barney M Davis | 2001
4939 | Barney M Davis | 2002
4939 | Barney M Davis | 2003
4939 | Barney M Davis | 2004
4939 | Barney M Davis | 2005
4939 | Barney M Davis | 2006
4939 | Barney M Davis | 2007
4939 | Barney M Davis | 2008
4939 | Barney M Davis | 2009
4939 | Barney M Davis | 2010
4939 | Barney M Davis | 2011
4939 | Barney M Davis | 2012
4939 | Barney M Davis | 2013
4939 | Barney M Davis | 2014
4939 | Barney M Davis | 2015
4939 | Barney M Davis | 2016
4939 | Barney M Davis | 2017
4939 | Barney M Davis | 2018
4939 | Barney M Davis | 2019
4939 | Barney M Davis | 2020
4940 | Riverside | 2000
4940 | Riverside | 2001
4940 | Riverside | 2002
4940 | Riverside | 2003
4940 | Riverside | 2004
4940 | Riverside | 2005
4940 | Riverside | 2006
4940 | Riverside | 2007
4940 | Riverside | 2008
4940 | Riverside | 2009
4940 | Riverside | 2010
4940 | Riverside | 2011
4940 | Riverside | 2012
4940 | Riverside | 2013
4940 | Riverside | 2014
4940 | Riverside | 2015
4940 | Riverside | 2016
4940 | Riverside | 2017
4940 | Riverside | 2018
4940 | Riverside | 2019
4940 | Riverside | 2020
4941 | Navajo | 2000
4941 | Navajo | 2001
4941 | Navajo | 2002
4941 | Navajo | 2003
4941 | Navajo | 2004
4941 | Navajo | 2005
4941 | Navajo | 2006
4941 | Navajo | 2007
4941 | Navajo | 2008
4941 | Navajo | 2009
4941 | Navajo | 2010
4941 | Navajo | 2011
4941 | Navajo | 2012
4941 | Navajo | 2013
4941 | Navajo | 2014
4941 | Navajo | 2015
4941 | Navajo | 2016
4941 | Navajo | 2017
4941 | Navajo | 2018
4941 | Navajo | 2019
6000 | Donald C Cook | 2000
6000 | Donald C Cook | 2001
6000 | Donald C Cook | 2002
6000 | Donald C Cook | 2003
6000 | Donald C Cook | 2004
6000 | Donald C Cook | 2005
6000 | Donald C Cook | 2006
6000 | Donald C Cook | 2007
6000 | Donald C Cook | 2008
6000 | Donald C Cook | 2009
6000 | Donald C Cook | 2010
6000 | Donald C Cook | 2011
6000 | Donald C Cook | 2012
6000 | Donald C Cook | 2013
6000 | Donald C Cook | 2014
6000 | Donald C Cook | 2015
6000 | Donald C Cook | 2016
6000 | Donald C Cook | 2017
6000 | Donald C Cook | 2018
6000 | Donald C Cook | 2019
6000 | Donald C Cook | 2020
6001 | Joseph M Farley | 2000
6001 | Joseph M Farley | 2001
6001 | Joseph M Farley | 2002
6001 | Joseph M Farley | 2003
6001 | Joseph M Farley | 2004
6001 | Joseph M Farley | 2005
6001 | Joseph M Farley | 2006
6001 | Joseph M Farley | 2007
6001 | Joseph M Farley | 2008
6001 | Joseph M Farley | 2009
6001 | Joseph M Farley | 2010
6001 | Joseph M Farley | 2011
6001 | Joseph M Farley | 2012
6001 | Joseph M Farley | 2013
6001 | Joseph M Farley | 2014
6001 | Joseph M Farley | 2015
6001 | Joseph M Farley | 2016
6001 | Joseph M Farley | 2017
6001 | Joseph M Farley | 2018
6001 | Joseph M Farley | 2019
6001 | Joseph M Farley | 2020
6002 | James H Miller Jr | 2000
6002 | James H Miller Jr | 2001
6002 | James H Miller Jr | 2002
6002 | James H Miller Jr | 2003
6002 | James H Miller Jr | 2004
6002 | James H Miller Jr | 2005
6002 | James H Miller Jr | 2006
6002 | James H Miller Jr | 2007
6002 | James H Miller Jr | 2008
6002 | James H Miller Jr | 2009
6002 | James H Miller Jr | 2010
6002 | James H Miller Jr | 2011
6002 | James H Miller Jr | 2012
6002 | James H Miller Jr | 2013
6002 | James H Miller Jr | 2014
6002 | James H Miller Jr | 2015
6002 | James H Miller Jr | 2016
6002 | James H Miller Jr | 2017
6002 | James H Miller Jr | 2018
6002 | James H Miller Jr | 2019
6002 | James H Miller Jr | 2020
6004 | FirstEnergy Pleasants Power Station | 2000
6004 | FirstEnergy Pleasants Power Station | 2001
6004 | FirstEnergy Pleasants Power Station | 2002
6004 | FirstEnergy Pleasants Power Station | 2003
6004 | FirstEnergy Pleasants Power Station | 2004
6004 | FirstEnergy Pleasants Power Station | 2005
6004 | FirstEnergy Pleasants Power Station | 2006
6004 | FirstEnergy Pleasants Power Station | 2007
6004 | FirstEnergy Pleasants Power Station | 2008
6004 | FirstEnergy Pleasants Power Station | 2009
6004 | FirstEnergy Pleasants Power Station | 2010
6004 | FirstEnergy Pleasants Power Station | 2011
6004 | FirstEnergy Pleasants Power Station | 2012
6004 | FirstEnergy Pleasants Power Station | 2013
6004 | FirstEnergy Pleasants Power Station | 2014
6004 | FirstEnergy Pleasants Power Station | 2015
6004 | FirstEnergy Pleasants Power Station | 2016
6004 | FirstEnergy Pleasants Power Station | 2017
6004 | FirstEnergy Pleasants Power Station | 2018
6004 | FirstEnergy Pleasants Power Station | 2019
6004 | FirstEnergy Pleasants Power Station | 2020
6008 | Palo Verde | 2000
6008 | Palo Verde | 2001
6008 | Palo Verde | 2002
6008 | Palo Verde | 2003
6008 | Palo Verde | 2004
6008 | Palo Verde | 2005
6008 | Palo Verde | 2006
6008 | Palo Verde | 2007
6008 | Palo Verde | 2008
6008 | Palo Verde | 2009
6008 | Palo Verde | 2010
6008 | Palo Verde | 2011
6008 | Palo Verde | 2012
6008 | Palo Verde | 2013
6008 | Palo Verde | 2014
6008 | Palo Verde | 2015
6008 | Palo Verde | 2016
6008 | Palo Verde | 2017
6008 | Palo Verde | 2018
6008 | Palo Verde | 2019
6008 | Palo Verde | 2020
6009 | White Bluff | 2000
6009 | White Bluff | 2001
6009 | White Bluff | 2002
6009 | White Bluff | 2003
6009 | White Bluff | 2004
6009 | White Bluff | 2005
6009 | White Bluff | 2006
6009 | White Bluff | 2007
6009 | White Bluff | 2008
6009 | White Bluff | 2009
6009 | White Bluff | 2010
6009 | White Bluff | 2011
6009 | White Bluff | 2012
6009 | White Bluff | 2013
6009 | White Bluff | 2014
6009 | White Bluff | 2015
6009 | White Bluff | 2016
6009 | White Bluff | 2017
6009 | White Bluff | 2018
6009 | White Bluff | 2019
6009 | White Bluff | 2020
6011 | Calvert Cliffs | 2000
6011 | Calvert Cliffs | 2001
6011 | Calvert Cliffs | 2002
6011 | Calvert Cliffs | 2003
6011 | Calvert Cliffs | 2004
6011 | Calvert Cliffs | 2005
6011 | Calvert Cliffs | 2006
6011 | Calvert Cliffs | 2007
6011 | Calvert Cliffs | 2008
6011 | Calvert Cliffs | 2009
6011 | Calvert Cliffs | 2010
6011 | Calvert Cliffs | 2011
6011 | Calvert Cliffs | 2012
6011 | Calvert Cliffs | 2013
6011 | Calvert Cliffs | 2014
6011 | Calvert Cliffs | 2015
6011 | Calvert Cliffs | 2016
6011 | Calvert Cliffs | 2017
6011 | Calvert Cliffs | 2018
6011 | Calvert Cliffs | 2019
6011 | Calvert Cliffs | 2020
6013 | Olive | 2000
6013 | Olive | 2001
6013 | Olive | 2002
6013 | Olive | 2003
6013 | Olive | 2004
6013 | Olive | 2005
6013 | Olive | 2006
6013 | Olive | 2007
6013 | Olive | 2008
6013 | Olive | 2009
6013 | Olive | 2010
6013 | Olive | 2011
6013 | Olive | 2012
6014 | Brunswick | 2000
6014 | Brunswick | 2001
6014 | Brunswick | 2002
6014 | Brunswick | 2003
6014 | Brunswick | 2004
6014 | Brunswick | 2005
6014 | Brunswick | 2006
6014 | Brunswick | 2007
6014 | Brunswick | 2008
6014 | Brunswick | 2009
6014 | Brunswick | 2010
6014 | Brunswick | 2011
6014 | Brunswick | 2012
6014 | Brunswick | 2013
6014 | Brunswick | 2014
6014 | Brunswick | 2015
6014 | Brunswick | 2016
6014 | Brunswick | 2017
6014 | Brunswick | 2018
6014 | Brunswick | 2019
6014 | Brunswick | 2020
6015 | Harris | 2000
6015 | Harris | 2001
6015 | Harris | 2002
6015 | Harris | 2003
6015 | Harris | 2004
6015 | Harris | 2005
6015 | Harris | 2006
6015 | Harris | 2007
6015 | Harris | 2008
6015 | Harris | 2009
6015 | Harris | 2010
6015 | Harris | 2011
6015 | Harris | 2012
6015 | Harris | 2013
6015 | Harris | 2014
6015 | Harris | 2015
6015 | Harris | 2016
6015 | Harris | 2017
6015 | Harris | 2018
6015 | Harris | 2019
6015 | Harris | 2020
6016 | Duck Creek | 2000
6016 | Duck Creek | 2001
6016 | Duck Creek | 2002
6016 | Duck Creek | 2003
6016 | Duck Creek | 2004
6016 | Duck Creek | 2005
6016 | Duck Creek | 2006
6016 | Duck Creek | 2007
6016 | Duck Creek | 2008
6016 | Duck Creek | 2009
6016 | Duck Creek | 2010
6016 | Duck Creek | 2011
6016 | Duck Creek | 2012
6016 | Duck Creek | 2013
6016 | Duck Creek | 2014
6016 | Duck Creek | 2015
6016 | Duck Creek | 2016
6016 | Duck Creek | 2017
6016 | Duck Creek | 2018
6016 | Duck Creek | 2019
6017 | Newton | 2000
6017 | Newton | 2001
6017 | Newton | 2002
6017 | Newton | 2003
6017 | Newton | 2004
6017 | Newton | 2005
6017 | Newton | 2006
6017 | Newton | 2007
6017 | Newton | 2008
6017 | Newton | 2009
6017 | Newton | 2010
6017 | Newton | 2011
6017 | Newton | 2012
6017 | Newton | 2013
6017 | Newton | 2014
6017 | Newton | 2015
6017 | Newton | 2016
6017 | Newton | 2017
6017 | Newton | 2018
6017 | Newton | 2019
6017 | Newton | 2020
6018 | East Bend | 2000
6018 | East Bend | 2001
6018 | East Bend | 2002
6018 | East Bend | 2003
6018 | East Bend | 2004
6018 | East Bend | 2005
6018 | East Bend | 2006
6018 | East Bend | 2007
6018 | East Bend | 2008
6018 | East Bend | 2009
6018 | East Bend | 2010
6018 | East Bend | 2011
6018 | East Bend | 2012
6018 | East Bend | 2013
6018 | East Bend | 2014
6018 | East Bend | 2015
6018 | East Bend | 2016
6018 | East Bend | 2017
6018 | East Bend | 2018
6018 | East Bend | 2019
6018 | East Bend | 2020
6019 | W H Zimmer | 2000
6019 | W H Zimmer | 2001
6019 | W H Zimmer | 2002
6019 | W H Zimmer | 2003
6019 | W H Zimmer | 2004
6019 | W H Zimmer | 2005
6019 | W H Zimmer | 2006
6019 | W H Zimmer | 2007
6019 | W H Zimmer | 2008
6019 | W H Zimmer | 2009
6019 | W H Zimmer | 2010
6019 | W H Zimmer | 2011
6019 | W H Zimmer | 2012
6019 | W H Zimmer | 2013
6019 | W H Zimmer | 2014
6019 | W H Zimmer | 2015
6019 | W H Zimmer | 2016
6019 | W H Zimmer | 2017
6019 | W H Zimmer | 2018
6019 | W H Zimmer | 2019
6019 | W H Zimmer | 2020
6020 | Perry | 2000
6020 | Perry | 2001
6020 | Perry | 2002
6020 | Perry | 2003
6020 | Perry | 2004
6020 | Perry | 2005
6020 | Perry | 2006
6020 | Perry | 2007
6020 | Perry | 2008
6020 | Perry | 2009
6020 | Perry | 2010
6020 | Perry | 2011
6020 | Perry | 2012
6020 | Perry | 2013
6020 | Perry | 2014
6020 | Perry | 2015
6020 | Perry | 2016
6020 | Perry | 2017
6020 | Perry | 2018
6020 | Perry | 2019
6020 | Perry | 2020
6021 | Craig | 2000
6021 | Craig | 2001
6021 | Craig | 2002
6021 | Craig | 2003
6021 | Craig | 2004
6021 | Craig | 2005
6021 | Craig | 2006
6021 | Craig | 2007
6021 | Craig | 2008
6021 | Craig | 2009
6021 | Craig | 2010
6021 | Craig | 2011
6021 | Craig | 2012
6021 | Craig | 2013
6021 | Craig | 2014
6021 | Craig | 2015
6021 | Craig | 2016
6021 | Craig | 2017
6021 | Craig | 2018
6021 | Craig | 2019
6021 | Craig | 2020
6022 | Braidwood | 2000
6022 | Braidwood | 2001
6022 | Braidwood | 2002
6022 | Braidwood | 2003
6022 | Braidwood | 2004
6022 | Braidwood | 2005
6022 | Braidwood | 2006
6022 | Braidwood | 2007
6022 | Braidwood | 2008
6022 | Braidwood | 2009
6022 | Braidwood | 2010
6022 | Braidwood | 2011
6022 | Braidwood | 2012
6022 | Braidwood | 2013
6022 | Braidwood | 2014
6022 | Braidwood | 2015
6022 | Braidwood | 2016
6022 | Braidwood | 2017
6022 | Braidwood | 2018
6022 | Braidwood | 2019
6022 | Braidwood | 2020
6023 | Byron | 2000
6023 | Byron | 2001
6023 | Byron | 2002
6023 | Byron | 2003
6023 | Byron | 2004
6023 | Byron | 2005
6023 | Byron | 2006
6023 | Byron | 2007
6023 | Byron | 2008
6023 | Byron | 2009
6023 | Byron | 2010
6023 | Byron | 2011
6023 | Byron | 2012
6023 | Byron | 2013
6023 | Byron | 2014
6023 | Byron | 2015
6023 | Byron | 2016
6023 | Byron | 2017
6023 | Byron | 2018
6023 | Byron | 2019
6023 | Byron | 2020
6025 | Collins | 2000
6025 | Collins | 2001
6025 | Collins | 2002
6025 | Collins | 2003
6025 | Collins | 2004
6026 | LaSalle | 2000
6026 | LaSalle | 2001
6026 | LaSalle | 2002
6026 | LaSalle | 2003
6026 | LaSalle | 2004
6026 | LaSalle | 2005
6026 | LaSalle | 2006
6026 | LaSalle | 2007
6026 | LaSalle | 2008
6026 | LaSalle | 2009
6026 | LaSalle | 2010
6026 | LaSalle | 2011
6026 | LaSalle | 2012
6026 | LaSalle | 2013
6026 | LaSalle | 2014
6026 | LaSalle | 2015
6026 | LaSalle | 2016
6026 | LaSalle | 2017
6026 | LaSalle | 2018
6026 | LaSalle | 2019
6026 | LaSalle | 2020
6030 | Coal Creek | 2000
6030 | Coal Creek | 2001
6030 | Coal Creek | 2002
6030 | Coal Creek | 2003
6030 | Coal Creek | 2004
6030 | Coal Creek | 2005
6030 | Coal Creek | 2006
6030 | Coal Creek | 2007
6030 | Coal Creek | 2008
6030 | Coal Creek | 2009
6030 | Coal Creek | 2010
6030 | Coal Creek | 2011
6030 | Coal Creek | 2012
6030 | Coal Creek | 2013
6030 | Coal Creek | 2014
6030 | Coal Creek | 2015
6030 | Coal Creek | 2016
6030 | Coal Creek | 2017
6030 | Coal Creek | 2018
6030 | Coal Creek | 2019
6030 | Coal Creek | 2020
6031 | Killen Station | 2000
6031 | Killen Station | 2001
6031 | Killen Station | 2002
6031 | Killen Station | 2003
6031 | Killen Station | 2004
6031 | Killen Station | 2005
6031 | Killen Station | 2006
6031 | Killen Station | 2007
6031 | Killen Station | 2008
6031 | Killen Station | 2009
6031 | Killen Station | 2010
6031 | Killen Station | 2011
6031 | Killen Station | 2012
6031 | Killen Station | 2013
6031 | Killen Station | 2014
6031 | Killen Station | 2015
6031 | Killen Station | 2016
6031 | Killen Station | 2017
6031 | Killen Station | 2018
6034 | Belle River | 2000
6034 | Belle River | 2001
6034 | Belle River | 2002
6034 | Belle River | 2003
6034 | Belle River | 2004
6034 | Belle River | 2005
6034 | Belle River | 2006
6034 | Belle River | 2007
6034 | Belle River | 2008
6034 | Belle River | 2009
6034 | Belle River | 2010
6034 | Belle River | 2011
6034 | Belle River | 2012
6034 | Belle River | 2013
6034 | Belle River | 2014
6034 | Belle River | 2015
6034 | Belle River | 2016
6034 | Belle River | 2017
6034 | Belle River | 2018
6034 | Belle River | 2019
6034 | Belle River | 2020
6035 | Greenwood | 2000
6035 | Greenwood | 2001
6035 | Greenwood | 2002
6035 | Greenwood | 2003
6035 | Greenwood | 2004
6035 | Greenwood | 2005
6035 | Greenwood | 2006
6035 | Greenwood | 2007
6035 | Greenwood | 2008
6035 | Greenwood | 2009
6035 | Greenwood | 2010
6035 | Greenwood | 2011
6035 | Greenwood | 2012
6035 | Greenwood | 2013
6035 | Greenwood | 2014
6035 | Greenwood | 2015
6035 | Greenwood | 2016
6035 | Greenwood | 2017
6035 | Greenwood | 2018
6035 | Greenwood | 2019
6035 | Greenwood | 2020
6036 | Catawba | 2000
6036 | Catawba | 2001
6036 | Catawba | 2002
6036 | Catawba | 2003
6036 | Catawba | 2004
6036 | Catawba | 2005
6036 | Catawba | 2006
6036 | Catawba | 2007
6036 | Catawba | 2008
6036 | Catawba | 2009
6036 | Catawba | 2010
6036 | Catawba | 2011
6036 | Catawba | 2012
6036 | Catawba | 2013
6036 | Catawba | 2014
6036 | Catawba | 2015
6036 | Catawba | 2016
6036 | Catawba | 2017
6036 | Catawba | 2018
6036 | Catawba | 2019
6036 | Catawba | 2020
6038 | McGuire | 2000
6038 | McGuire | 2001
6038 | McGuire | 2002
6038 | McGuire | 2003
6038 | McGuire | 2004
6038 | McGuire | 2005
6038 | McGuire | 2006
6038 | McGuire | 2007
6038 | McGuire | 2008
6038 | McGuire | 2009
6038 | McGuire | 2010
6038 | McGuire | 2011
6038 | McGuire | 2012
6038 | McGuire | 2013
6038 | McGuire | 2014
6038 | McGuire | 2015
6038 | McGuire | 2016
6038 | McGuire | 2017
6038 | McGuire | 2018
6038 | McGuire | 2019
6038 | McGuire | 2020
6040 | Beaver Valley | 2000
6040 | Beaver Valley | 2001
6040 | Beaver Valley | 2002
6040 | Beaver Valley | 2003
6040 | Beaver Valley | 2004
6040 | Beaver Valley | 2005
6040 | Beaver Valley | 2006
6040 | Beaver Valley | 2007
6040 | Beaver Valley | 2008
6040 | Beaver Valley | 2009
6040 | Beaver Valley | 2010
6040 | Beaver Valley | 2011
6040 | Beaver Valley | 2012
6040 | Beaver Valley | 2013
6040 | Beaver Valley | 2014
6040 | Beaver Valley | 2015
6040 | Beaver Valley | 2016
6040 | Beaver Valley | 2017
6040 | Beaver Valley | 2018
6040 | Beaver Valley | 2019
6040 | Beaver Valley | 2020
6041 | H L Spurlock | 2000
6041 | H L Spurlock | 2001
6041 | H L Spurlock | 2002
6041 | H L Spurlock | 2003
6041 | H L Spurlock | 2004
6041 | H L Spurlock | 2005
6041 | H L Spurlock | 2006
6041 | H L Spurlock | 2007
6041 | H L Spurlock | 2008
6041 | H L Spurlock | 2009
6041 | H L Spurlock | 2010
6041 | H L Spurlock | 2011
6041 | H L Spurlock | 2012
6041 | H L Spurlock | 2013
6041 | H L Spurlock | 2014
6041 | H L Spurlock | 2015
6041 | H L Spurlock | 2016
6041 | H L Spurlock | 2017
6041 | H L Spurlock | 2018
6041 | H L Spurlock | 2019
6041 | H L Spurlock | 2020
6042 | Manatee | 2000
6042 | Manatee | 2001
6042 | Manatee | 2002
6042 | Manatee | 2003
6042 | Manatee | 2004
6042 | Manatee | 2005
6042 | Manatee | 2006
6042 | Manatee | 2007
6042 | Manatee | 2008
6042 | Manatee | 2009
6042 | Manatee | 2010
6042 | Manatee | 2011
6042 | Manatee | 2012
6042 | Manatee | 2013
6042 | Manatee | 2014
6042 | Manatee | 2015
6042 | Manatee | 2016
6042 | Manatee | 2017
6042 | Manatee | 2018
6042 | Manatee | 2019
6042 | Manatee | 2020
6043 | Martin | 2000
6043 | Martin | 2001
6043 | Martin | 2002
6043 | Martin | 2003
6043 | Martin | 2004
6043 | Martin | 2005
6043 | Martin | 2006
6043 | Martin | 2007
6043 | Martin | 2008
6043 | Martin | 2009
6043 | Martin | 2010
6043 | Martin | 2011
6043 | Martin | 2012
6043 | Martin | 2013
6043 | Martin | 2014
6043 | Martin | 2015
6043 | Martin | 2016
6043 | Martin | 2017
6043 | Martin | 2018
6043 | Martin | 2019
6043 | Martin | 2020
6045 | St Lucie | 2000
6045 | St Lucie | 2001
6045 | St Lucie | 2002
6045 | St Lucie | 2003
6045 | St Lucie | 2004
6045 | St Lucie | 2005
6045 | St Lucie | 2006
6045 | St Lucie | 2007
6045 | St Lucie | 2008
6045 | St Lucie | 2009
6045 | St Lucie | 2010
6045 | St Lucie | 2011
6045 | St Lucie | 2012
6045 | St Lucie | 2013
6045 | St Lucie | 2014
6045 | St Lucie | 2015
6045 | St Lucie | 2016
6045 | St Lucie | 2017
6045 | St Lucie | 2018
6045 | St Lucie | 2019
6045 | St Lucie | 2020
6051 | Edwin I Hatch | 2000
6051 | Edwin I Hatch | 2001
6051 | Edwin I Hatch | 2002
6051 | Edwin I Hatch | 2003
6051 | Edwin I Hatch | 2004
6051 | Edwin I Hatch | 2005
6051 | Edwin I Hatch | 2006
6051 | Edwin I Hatch | 2007
6051 | Edwin I Hatch | 2008
6051 | Edwin I Hatch | 2009
6051 | Edwin I Hatch | 2010
6051 | Edwin I Hatch | 2011
6051 | Edwin I Hatch | 2012
6051 | Edwin I Hatch | 2013
6051 | Edwin I Hatch | 2014
6051 | Edwin I Hatch | 2015
6051 | Edwin I Hatch | 2016
6051 | Edwin I Hatch | 2017
6051 | Edwin I Hatch | 2018
6051 | Edwin I Hatch | 2019
6051 | Edwin I Hatch | 2020
6052 | Wansley | 2000
6052 | Wansley | 2001
6052 | Wansley | 2002
6052 | Wansley | 2003
6052 | Wansley | 2004
6052 | Wansley | 2005
6052 | Wansley | 2006
6052 | Wansley | 2007
6052 | Wansley | 2008
6052 | Wansley | 2009
6052 | Wansley | 2010
6052 | Wansley | 2011
6052 | Wansley | 2012
6052 | Wansley | 2013
6052 | Wansley | 2014
6052 | Wansley | 2015
6052 | Wansley | 2016
6052 | Wansley | 2017
6052 | Wansley | 2018
6052 | Wansley | 2019
6052 | Wansley | 2020
6055 | Big Cajun 2 | 2000
6055 | Big Cajun 2 | 2001
6055 | Big Cajun 2 | 2002
6055 | Big Cajun 2 | 2003
6055 | Big Cajun 2 | 2004
6055 | Big Cajun 2 | 2005
6055 | Big Cajun 2 | 2006
6055 | Big Cajun 2 | 2007
6055 | Big Cajun 2 | 2008
6055 | Big Cajun 2 | 2009
6055 | Big Cajun 2 | 2010
6055 | Big Cajun 2 | 2011
6055 | Big Cajun 2 | 2012
6055 | Big Cajun 2 | 2013
6055 | Big Cajun 2 | 2014
6055 | Big Cajun 2 | 2015
6055 | Big Cajun 2 | 2016
6055 | Big Cajun 2 | 2017
6055 | Big Cajun 2 | 2018
6055 | Big Cajun 2 | 2019
6055 | Big Cajun 2 | 2020
6056 | Kahului | 2000
6056 | Kahului | 2001
6056 | Kahului | 2002
6056 | Kahului | 2003
6056 | Kahului | 2004
6056 | Kahului | 2005
6056 | Kahului | 2006
6056 | Kahului | 2007
6056 | Kahului | 2008
6056 | Kahului | 2009
6056 | Kahului | 2010
6056 | Kahului | 2011
6056 | Kahului | 2012
6056 | Kahului | 2013
6056 | Kahului | 2014
6056 | Kahului | 2015
6056 | Kahului | 2016
6056 | Kahului | 2017
6056 | Kahului | 2018
6056 | Kahului | 2019
6056 | Kahului | 2020
6061 | R D Morrow | 2000
6061 | R D Morrow | 2001
6061 | R D Morrow | 2002
6061 | R D Morrow | 2003
6061 | R D Morrow | 2004
6061 | R D Morrow | 2005
6061 | R D Morrow | 2006
6061 | R D Morrow | 2007
6061 | R D Morrow | 2008
6061 | R D Morrow | 2009
6061 | R D Morrow | 2010
6061 | R D Morrow | 2011
6061 | R D Morrow | 2012
6061 | R D Morrow | 2013
6061 | R D Morrow | 2014
6061 | R D Morrow | 2015
6061 | R D Morrow | 2016
6061 | R D Morrow | 2017
6061 | R D Morrow | 2018
6064 | Nearman Creek | 2000
6064 | Nearman Creek | 2001
6064 | Nearman Creek | 2002
6064 | Nearman Creek | 2003
6064 | Nearman Creek | 2004
6064 | Nearman Creek | 2005
6064 | Nearman Creek | 2006
6064 | Nearman Creek | 2007
6064 | Nearman Creek | 2008
6064 | Nearman Creek | 2009
6064 | Nearman Creek | 2010
6064 | Nearman Creek | 2011
6064 | Nearman Creek | 2012
6064 | Nearman Creek | 2013
6064 | Nearman Creek | 2014
6064 | Nearman Creek | 2015
6064 | Nearman Creek | 2016
6064 | Nearman Creek | 2017
6064 | Nearman Creek | 2018
6064 | Nearman Creek | 2019
6064 | Nearman Creek | 2020
6065 | Iatan | 2000
6065 | Iatan | 2001
6065 | Iatan | 2002
6065 | Iatan | 2003
6065 | Iatan | 2004
6065 | Iatan | 2005
6065 | Iatan | 2006
6065 | Iatan | 2007
6065 | Iatan | 2008
6065 | Iatan | 2009
6065 | Iatan | 2010
6065 | Iatan | 2011
6065 | Iatan | 2012
6065 | Iatan | 2013
6065 | Iatan | 2014
6065 | Iatan | 2015
6065 | Iatan | 2016
6065 | Iatan | 2017
6065 | Iatan | 2018
6065 | Iatan | 2019
6065 | Iatan | 2020
6068 | Jeffrey EC | 2000
6068 | Jeffrey EC | 2001
6068 | Jeffrey EC | 2002
6068 | Jeffrey EC | 2003
6068 | Jeffrey EC | 2004
6068 | Jeffrey EC | 2005
6068 | Jeffrey EC | 2006
6068 | Jeffrey EC | 2007
6068 | Jeffrey EC | 2008
6068 | Jeffrey EC | 2009
6068 | Jeffrey EC | 2010
6068 | Jeffrey EC | 2011
6068 | Jeffrey EC | 2012
6068 | Jeffrey EC | 2013
6068 | Jeffrey EC | 2014
6068 | Jeffrey EC | 2015
6068 | Jeffrey EC | 2016
6068 | Jeffrey EC | 2017
6068 | Jeffrey EC | 2018
6068 | Jeffrey EC | 2019
6068 | Jeffrey EC | 2020
6071 | Trimble County | 2000
6071 | Trimble County | 2001
6071 | Trimble County | 2002
6071 | Trimble County | 2003
6071 | Trimble County | 2004
6071 | Trimble County | 2005
6071 | Trimble County | 2006
6071 | Trimble County | 2007
6071 | Trimble County | 2008
6071 | Trimble County | 2009
6071 | Trimble County | 2010
6071 | Trimble County | 2011
6071 | Trimble County | 2012
6071 | Trimble County | 2013
6071 | Trimble County | 2014
6071 | Trimble County | 2015
6071 | Trimble County | 2016
6071 | Trimble County | 2017
6071 | Trimble County | 2018
6071 | Trimble County | 2019
6071 | Trimble County | 2020
6072 | Grand Gulf | 2000
6072 | Grand Gulf | 2001
6072 | Grand Gulf | 2002
6072 | Grand Gulf | 2003
6072 | Grand Gulf | 2004
6072 | Grand Gulf | 2005
6072 | Grand Gulf | 2006
6072 | Grand Gulf | 2007
6072 | Grand Gulf | 2008
6072 | Grand Gulf | 2009
6072 | Grand Gulf | 2010
6072 | Grand Gulf | 2011
6072 | Grand Gulf | 2012
6072 | Grand Gulf | 2013
6072 | Grand Gulf | 2014
6072 | Grand Gulf | 2015
6072 | Grand Gulf | 2016
6072 | Grand Gulf | 2017
6072 | Grand Gulf | 2018
6072 | Grand Gulf | 2019
6072 | Grand Gulf | 2020
6073 | Victor J Daniel Jr | 2000
6073 | Victor J Daniel Jr | 2001
6073 | Victor J Daniel Jr | 2002
6073 | Victor J Daniel Jr | 2003
6073 | Victor J Daniel Jr | 2004
6073 | Victor J Daniel Jr | 2005
6073 | Victor J Daniel Jr | 2006
6073 | Victor J Daniel Jr | 2007
6073 | Victor J Daniel Jr | 2008
6073 | Victor J Daniel Jr | 2009
6073 | Victor J Daniel Jr | 2010
6073 | Victor J Daniel Jr | 2011
6073 | Victor J Daniel Jr | 2012
6073 | Victor J Daniel Jr | 2013
6073 | Victor J Daniel Jr | 2014
6073 | Victor J Daniel Jr | 2015
6073 | Victor J Daniel Jr | 2016
6073 | Victor J Daniel Jr | 2017
6073 | Victor J Daniel Jr | 2018
6073 | Victor J Daniel Jr | 2019
6073 | Victor J Daniel Jr | 2020
6076 | Colstrip | 2000
6076 | Colstrip | 2001
6076 | Colstrip | 2002
6076 | Colstrip | 2003
6076 | Colstrip | 2004
6076 | Colstrip | 2005
6076 | Colstrip | 2006
6076 | Colstrip | 2007
6076 | Colstrip | 2008
6076 | Colstrip | 2009
6076 | Colstrip | 2010
6076 | Colstrip | 2011
6076 | Colstrip | 2012
6076 | Colstrip | 2013
6076 | Colstrip | 2014
6076 | Colstrip | 2015
6076 | Colstrip | 2016
6076 | Colstrip | 2017
6076 | Colstrip | 2018
6076 | Colstrip | 2019
6076 | Colstrip | 2020
6077 | Gentleman | 2000
6077 | Gentleman | 2001
6077 | Gentleman | 2002
6077 | Gentleman | 2003
6077 | Gentleman | 2004
6077 | Gentleman | 2005
6077 | Gentleman | 2006
6077 | Gentleman | 2007
6077 | Gentleman | 2008
6077 | Gentleman | 2009
6077 | Gentleman | 2010
6077 | Gentleman | 2011
6077 | Gentleman | 2012
6077 | Gentleman | 2013
6077 | Gentleman | 2014
6077 | Gentleman | 2015
6077 | Gentleman | 2016
6077 | Gentleman | 2017
6077 | Gentleman | 2018
6077 | Gentleman | 2019
6077 | Gentleman | 2020
6081 | Stony Brook | 2000
6081 | Stony Brook | 2001
6081 | Stony Brook | 2002
6081 | Stony Brook | 2003
6081 | Stony Brook | 2004
6081 | Stony Brook | 2005
6081 | Stony Brook | 2006
6081 | Stony Brook | 2007
6081 | Stony Brook | 2008
6081 | Stony Brook | 2009
6081 | Stony Brook | 2010
6081 | Stony Brook | 2011
6081 | Stony Brook | 2012
6081 | Stony Brook | 2013
6081 | Stony Brook | 2014
6081 | Stony Brook | 2015
6081 | Stony Brook | 2016
6081 | Stony Brook | 2017
6081 | Stony Brook | 2018
6081 | Stony Brook | 2019
6081 | Stony Brook | 2020
6082 | AES Somerset LLC | 2000
6082 | AES Somerset LLC | 2001
6082 | AES Somerset LLC | 2002
6082 | AES Somerset LLC | 2003
6082 | AES Somerset LLC | 2004
6082 | AES Somerset LLC | 2005
6082 | AES Somerset LLC | 2006
6082 | AES Somerset LLC | 2007
6082 | AES Somerset LLC | 2008
6082 | AES Somerset LLC | 2009
6082 | AES Somerset LLC | 2010
6082 | AES Somerset LLC | 2011
6082 | AES Somerset LLC | 2012
6082 | AES Somerset LLC | 2013
6082 | AES Somerset LLC | 2014
6082 | AES Somerset LLC | 2015
6082 | AES Somerset LLC | 2016
6082 | AES Somerset LLC | 2017
6082 | AES Somerset LLC | 2018
6082 | AES Somerset LLC | 2019
6082 | AES Somerset LLC | 2020
6085 | R M Schahfer | 2000
6085 | R M Schahfer | 2001
6085 | R M Schahfer | 2002
6085 | R M Schahfer | 2003
6085 | R M Schahfer | 2004
6085 | R M Schahfer | 2005
6085 | R M Schahfer | 2006
6085 | R M Schahfer | 2007
6085 | R M Schahfer | 2008
6085 | R M Schahfer | 2009
6085 | R M Schahfer | 2010
6085 | R M Schahfer | 2011
6085 | R M Schahfer | 2012
6085 | R M Schahfer | 2013
6085 | R M Schahfer | 2014
6085 | R M Schahfer | 2015
6085 | R M Schahfer | 2016
6085 | R M Schahfer | 2017
6085 | R M Schahfer | 2018
6085 | R M Schahfer | 2019
6085 | R M Schahfer | 2020
6089 | Lewis & Clark | 2000
6089 | Lewis & Clark | 2001
6089 | Lewis & Clark | 2002
6089 | Lewis & Clark | 2003
6089 | Lewis & Clark | 2004
6089 | Lewis & Clark | 2005
6089 | Lewis & Clark | 2006
6089 | Lewis & Clark | 2007
6089 | Lewis & Clark | 2008
6089 | Lewis & Clark | 2009
6089 | Lewis & Clark | 2010
6089 | Lewis & Clark | 2011
6089 | Lewis & Clark | 2012
6089 | Lewis & Clark | 2013
6089 | Lewis & Clark | 2014
6089 | Lewis & Clark | 2015
6089 | Lewis & Clark | 2016
6089 | Lewis & Clark | 2017
6089 | Lewis & Clark | 2018
6089 | Lewis & Clark | 2019
6089 | Lewis & Clark | 2020
6090 | Sherburne Co | 2000
6090 | Sherburne Co | 2001
6090 | Sherburne Co | 2002
6090 | Sherburne Co | 2003
6090 | Sherburne Co | 2004
6090 | Sherburne Co | 2005
6090 | Sherburne Co | 2006
6090 | Sherburne Co | 2007
6090 | Sherburne Co | 2008
6090 | Sherburne Co | 2009
6090 | Sherburne Co | 2010
6090 | Sherburne Co | 2011
6090 | Sherburne Co | 2012
6090 | Sherburne Co | 2013
6090 | Sherburne Co | 2014
6090 | Sherburne Co | 2015
6090 | Sherburne Co | 2016
6090 | Sherburne Co | 2017
6090 | Sherburne Co | 2018
6090 | Sherburne Co | 2019
6090 | Sherburne Co | 2020
6094 | Bruce Mansfield | 2000
6094 | Bruce Mansfield | 2001
6094 | Bruce Mansfield | 2002
6094 | Bruce Mansfield | 2003
6094 | Bruce Mansfield | 2004
6094 | Bruce Mansfield | 2005
6094 | Bruce Mansfield | 2006
6094 | Bruce Mansfield | 2007
6094 | Bruce Mansfield | 2008
6094 | Bruce Mansfield | 2009
6094 | Bruce Mansfield | 2010
6094 | Bruce Mansfield | 2011
6094 | Bruce Mansfield | 2012
6094 | Bruce Mansfield | 2013
6094 | Bruce Mansfield | 2014
6094 | Bruce Mansfield | 2015
6094 | Bruce Mansfield | 2016
6094 | Bruce Mansfield | 2017
6094 | Bruce Mansfield | 2018
6094 | Bruce Mansfield | 2019
6095 | Sooner | 2000
6095 | Sooner | 2001
6095 | Sooner | 2002
6095 | Sooner | 2003
6095 | Sooner | 2004
6095 | Sooner | 2005
6095 | Sooner | 2006
6095 | Sooner | 2007
6095 | Sooner | 2008
6095 | Sooner | 2009
6095 | Sooner | 2010
6095 | Sooner | 2011
6095 | Sooner | 2012
6095 | Sooner | 2013
6095 | Sooner | 2014
6095 | Sooner | 2015
6095 | Sooner | 2016
6095 | Sooner | 2017
6095 | Sooner | 2018
6095 | Sooner | 2019
6095 | Sooner | 2020
6096 | Nebraska City | 2000
6096 | Nebraska City | 2001
6096 | Nebraska City | 2002
6096 | Nebraska City | 2003
6096 | Nebraska City | 2004
6096 | Nebraska City | 2005
6096 | Nebraska City | 2006
6096 | Nebraska City | 2007
6096 | Nebraska City | 2008
6096 | Nebraska City | 2009
6096 | Nebraska City | 2010
6096 | Nebraska City | 2011
6096 | Nebraska City | 2012
6096 | Nebraska City | 2013
6096 | Nebraska City | 2014
6096 | Nebraska City | 2015
6096 | Nebraska City | 2016
6096 | Nebraska City | 2017
6096 | Nebraska City | 2018
6096 | Nebraska City | 2019
6096 | Nebraska City | 2020
6098 | Big Stone | 2000
6098 | Big Stone | 2001
6098 | Big Stone | 2002
6098 | Big Stone | 2003
6098 | Big Stone | 2004
6098 | Big Stone | 2005
6098 | Big Stone | 2006
6098 | Big Stone | 2007
6098 | Big Stone | 2008
6098 | Big Stone | 2009
6098 | Big Stone | 2010
6098 | Big Stone | 2011
6098 | Big Stone | 2012
6098 | Big Stone | 2013
6098 | Big Stone | 2014
6098 | Big Stone | 2015
6098 | Big Stone | 2016
6098 | Big Stone | 2017
6098 | Big Stone | 2018
6098 | Big Stone | 2019
6098 | Big Stone | 2020
6099 | Diablo Canyon | 2000
6099 | Diablo Canyon | 2001
6099 | Diablo Canyon | 2002
6099 | Diablo Canyon | 2003
6099 | Diablo Canyon | 2004
6099 | Diablo Canyon | 2005
6099 | Diablo Canyon | 2006
6099 | Diablo Canyon | 2007
6099 | Diablo Canyon | 2008
6099 | Diablo Canyon | 2009
6099 | Diablo Canyon | 2010
6099 | Diablo Canyon | 2011
6099 | Diablo Canyon | 2012
6099 | Diablo Canyon | 2013
6099 | Diablo Canyon | 2014
6099 | Diablo Canyon | 2015
6099 | Diablo Canyon | 2016
6099 | Diablo Canyon | 2017
6099 | Diablo Canyon | 2018
6099 | Diablo Canyon | 2019
6099 | Diablo Canyon | 2020
6103 | PPL Susquehanna | 2000
6103 | PPL Susquehanna | 2001
6103 | PPL Susquehanna | 2002
6103 | PPL Susquehanna | 2003
6103 | PPL Susquehanna | 2004
6103 | PPL Susquehanna | 2005
6103 | PPL Susquehanna | 2006
6103 | PPL Susquehanna | 2007
6103 | PPL Susquehanna | 2008
6103 | PPL Susquehanna | 2009
6103 | PPL Susquehanna | 2010
6103 | PPL Susquehanna | 2011
6103 | PPL Susquehanna | 2012
6103 | PPL Susquehanna | 2013
6103 | PPL Susquehanna | 2014
6103 | PPL Susquehanna | 2015
6103 | PPL Susquehanna | 2016
6103 | PPL Susquehanna | 2017
6103 | PPL Susquehanna | 2018
6103 | PPL Susquehanna | 2019
6103 | PPL Susquehanna | 2020
6105 | Limerick | 2000
6105 | Limerick | 2001
6105 | Limerick | 2002
6105 | Limerick | 2003
6105 | Limerick | 2004
6105 | Limerick | 2005
6105 | Limerick | 2006
6105 | Limerick | 2007
6105 | Limerick | 2008
6105 | Limerick | 2009
6105 | Limerick | 2010
6105 | Limerick | 2011
6105 | Limerick | 2012
6105 | Limerick | 2013
6105 | Limerick | 2014
6105 | Limerick | 2015
6105 | Limerick | 2016
6105 | Limerick | 2017
6105 | Limerick | 2018
6105 | Limerick | 2019
6105 | Limerick | 2020
6106 | Boardman | 2000
6106 | Boardman | 2001
6106 | Boardman | 2002
6106 | Boardman | 2003
6106 | Boardman | 2004
6106 | Boardman | 2005
6106 | Boardman | 2006
6106 | Boardman | 2007
6106 | Boardman | 2008
6106 | Boardman | 2009
6106 | Boardman | 2010
6106 | Boardman | 2011
6106 | Boardman | 2012
6106 | Boardman | 2013
6106 | Boardman | 2014
6106 | Boardman | 2015
6106 | Boardman | 2016
6106 | Boardman | 2017
6106 | Boardman | 2018
6106 | Boardman | 2019
6106 | Boardman | 2020
6110 | James A FitzPatrick | 2000
6110 | James A FitzPatrick | 2001
6110 | James A FitzPatrick | 2002
6110 | James A FitzPatrick | 2003
6110 | James A FitzPatrick | 2004
6110 | James A FitzPatrick | 2005
6110 | James A FitzPatrick | 2006
6110 | James A FitzPatrick | 2007
6110 | James A FitzPatrick | 2008
6110 | James A FitzPatrick | 2009
6110 | James A FitzPatrick | 2010
6110 | James A FitzPatrick | 2011
6110 | James A FitzPatrick | 2012
6110 | James A FitzPatrick | 2013
6110 | James A FitzPatrick | 2014
6110 | James A FitzPatrick | 2015
6110 | James A FitzPatrick | 2016
6110 | James A FitzPatrick | 2017
6110 | James A FitzPatrick | 2018
6110 | James A FitzPatrick | 2019
6110 | James A FitzPatrick | 2020
6112 | Fort St Vrain | 2000
6112 | Fort St Vrain | 2001
6112 | Fort St Vrain | 2002
6112 | Fort St Vrain | 2003
6112 | Fort St Vrain | 2004
6112 | Fort St Vrain | 2005
6112 | Fort St Vrain | 2006
6112 | Fort St Vrain | 2007
6112 | Fort St Vrain | 2008
6112 | Fort St Vrain | 2009
6112 | Fort St Vrain | 2010
6112 | Fort St Vrain | 2011
6112 | Fort St Vrain | 2012
6112 | Fort St Vrain | 2013
6112 | Fort St Vrain | 2014
6112 | Fort St Vrain | 2015
6112 | Fort St Vrain | 2016
6112 | Fort St Vrain | 2017
6112 | Fort St Vrain | 2018
6112 | Fort St Vrain | 2019
6112 | Fort St Vrain | 2020
6113 | Gibson | 2000
6113 | Gibson | 2001
6113 | Gibson | 2002
6113 | Gibson | 2003
6113 | Gibson | 2004
6113 | Gibson | 2005
6113 | Gibson | 2006
6113 | Gibson | 2007
6113 | Gibson | 2008
6113 | Gibson | 2009
6113 | Gibson | 2010
6113 | Gibson | 2011
6113 | Gibson | 2012
6113 | Gibson | 2013
6113 | Gibson | 2014
6113 | Gibson | 2015
6113 | Gibson | 2016
6113 | Gibson | 2017
6113 | Gibson | 2018
6113 | Gibson | 2019
6113 | Gibson | 2020
6115 | Seabrook | 2000
6115 | Seabrook | 2001
6115 | Seabrook | 2002
6115 | Seabrook | 2003
6115 | Seabrook | 2004
6115 | Seabrook | 2005
6115 | Seabrook | 2006
6115 | Seabrook | 2007
6115 | Seabrook | 2008
6115 | Seabrook | 2009
6115 | Seabrook | 2010
6115 | Seabrook | 2011
6115 | Seabrook | 2012
6115 | Seabrook | 2013
6115 | Seabrook | 2014
6115 | Seabrook | 2015
6115 | Seabrook | 2016
6115 | Seabrook | 2017
6115 | Seabrook | 2018
6115 | Seabrook | 2019
6115 | Seabrook | 2020
6118 | Hope Creek | 2000
6118 | Hope Creek | 2001
6118 | Hope Creek | 2002
6118 | Hope Creek | 2003
6118 | Hope Creek | 2004
6118 | Hope Creek | 2005
6118 | Hope Creek | 2006
6118 | Hope Creek | 2007
6118 | Hope Creek | 2008
6118 | Hope Creek | 2009
6118 | Hope Creek | 2010
6118 | Hope Creek | 2011
6118 | Hope Creek | 2012
6118 | Hope Creek | 2013
6118 | Hope Creek | 2014
6118 | Hope Creek | 2015
6118 | Hope Creek | 2016
6118 | Hope Creek | 2017
6118 | Hope Creek | 2018
6118 | Hope Creek | 2019
6118 | Hope Creek | 2020
6122 | Ginna | 2000
6122 | Ginna | 2001
6122 | Ginna | 2002
6122 | Ginna | 2003
6122 | Ginna | 2004
6122 | Ginna | 2005
6122 | Ginna | 2006
6122 | Ginna | 2007
6122 | Ginna | 2008
6122 | Ginna | 2009
6122 | Ginna | 2010
6122 | Ginna | 2011
6122 | Ginna | 2012
6122 | Ginna | 2013
6122 | Ginna | 2014
6122 | Ginna | 2015
6122 | Ginna | 2016
6122 | Ginna | 2017
6122 | Ginna | 2018
6122 | Ginna | 2019
6122 | Ginna | 2020
6124 | McIntosh | 2000
6124 | McIntosh | 2001
6124 | McIntosh | 2002
6124 | McIntosh | 2003
6124 | McIntosh | 2004
6124 | McIntosh | 2005
6124 | McIntosh | 2006
6124 | McIntosh | 2007
6124 | McIntosh | 2008
6124 | McIntosh | 2009
6124 | McIntosh | 2010
6124 | McIntosh | 2011
6124 | McIntosh | 2012
6124 | McIntosh | 2013
6124 | McIntosh | 2014
6124 | McIntosh | 2015
6124 | McIntosh | 2016
6124 | McIntosh | 2017
6124 | McIntosh | 2018
6124 | McIntosh | 2019
6127 | Summer | 2000
6127 | Summer | 2001
6127 | Summer | 2002
6127 | Summer | 2003
6127 | Summer | 2004
6127 | Summer | 2005
6127 | Summer | 2006
6127 | Summer | 2007
6127 | Summer | 2008
6127 | Summer | 2009
6127 | Summer | 2010
6127 | Summer | 2011
6127 | Summer | 2012
6127 | Summer | 2013
6127 | Summer | 2014
6127 | Summer | 2015
6127 | Summer | 2016
6127 | Summer | 2017
6127 | Summer | 2018
6127 | Summer | 2019
6127 | Summer | 2020
6136 | Gibbons Creek | 2000
6136 | Gibbons Creek | 2001
6136 | Gibbons Creek | 2002
6136 | Gibbons Creek | 2003
6136 | Gibbons Creek | 2004
6136 | Gibbons Creek | 2005
6136 | Gibbons Creek | 2006
6136 | Gibbons Creek | 2007
6136 | Gibbons Creek | 2008
6136 | Gibbons Creek | 2009
6136 | Gibbons Creek | 2010
6136 | Gibbons Creek | 2011
6136 | Gibbons Creek | 2012
6136 | Gibbons Creek | 2013
6136 | Gibbons Creek | 2014
6136 | Gibbons Creek | 2015
6136 | Gibbons Creek | 2016
6136 | Gibbons Creek | 2017
6136 | Gibbons Creek | 2018
6136 | Gibbons Creek | 2019
6137 | A B Brown | 2000
6137 | A B Brown | 2001
6137 | A B Brown | 2002
6137 | A B Brown | 2003
6137 | A B Brown | 2004
6137 | A B Brown | 2005
6137 | A B Brown | 2006
6137 | A B Brown | 2007
6137 | A B Brown | 2008
6137 | A B Brown | 2009
6137 | A B Brown | 2010
6137 | A B Brown | 2011
6137 | A B Brown | 2012
6137 | A B Brown | 2013
6137 | A B Brown | 2014
6137 | A B Brown | 2015
6137 | A B Brown | 2016
6137 | A B Brown | 2017
6137 | A B Brown | 2018
6137 | A B Brown | 2019
6137 | A B Brown | 2020
6138 | Flint Creek | 2000
6138 | Flint Creek | 2001
6138 | Flint Creek | 2002
6138 | Flint Creek | 2003
6138 | Flint Creek | 2004
6138 | Flint Creek | 2005
6138 | Flint Creek | 2006
6138 | Flint Creek | 2007
6138 | Flint Creek | 2008
6138 | Flint Creek | 2009
6138 | Flint Creek | 2010
6138 | Flint Creek | 2011
6138 | Flint Creek | 2012
6138 | Flint Creek | 2013
6138 | Flint Creek | 2014
6138 | Flint Creek | 2015
6138 | Flint Creek | 2016
6138 | Flint Creek | 2017
6138 | Flint Creek | 2018
6138 | Flint Creek | 2019
6138 | Flint Creek | 2020
6139 | Welsh | 2000
6139 | Welsh | 2001
6139 | Welsh | 2002
6139 | Welsh | 2003
6139 | Welsh | 2004
6139 | Welsh | 2005
6139 | Welsh | 2006
6139 | Welsh | 2007
6139 | Welsh | 2008
6139 | Welsh | 2009
6139 | Welsh | 2010
6139 | Welsh | 2011
6139 | Welsh | 2012
6139 | Welsh | 2013
6139 | Welsh | 2014
6139 | Welsh | 2015
6139 | Welsh | 2016
6139 | Welsh | 2017
6139 | Welsh | 2018
6139 | Welsh | 2019
6139 | Welsh | 2020
6145 | Comanche Peak | 2000
6145 | Comanche Peak | 2001
6145 | Comanche Peak | 2002
6145 | Comanche Peak | 2003
6145 | Comanche Peak | 2004
6145 | Comanche Peak | 2005
6145 | Comanche Peak | 2006
6145 | Comanche Peak | 2007
6145 | Comanche Peak | 2008
6145 | Comanche Peak | 2009
6145 | Comanche Peak | 2010
6145 | Comanche Peak | 2011
6145 | Comanche Peak | 2012
6145 | Comanche Peak | 2013
6145 | Comanche Peak | 2014
6145 | Comanche Peak | 2015
6145 | Comanche Peak | 2016
6145 | Comanche Peak | 2017
6145 | Comanche Peak | 2018
6145 | Comanche Peak | 2019
6145 | Comanche Peak | 2020
6146 | Martin Lake | 2000
6146 | Martin Lake | 2001
6146 | Martin Lake | 2002
6146 | Martin Lake | 2003
6146 | Martin Lake | 2004
6146 | Martin Lake | 2005
6146 | Martin Lake | 2006
6146 | Martin Lake | 2007
6146 | Martin Lake | 2008
6146 | Martin Lake | 2009
6146 | Martin Lake | 2010
6146 | Martin Lake | 2011
6146 | Martin Lake | 2012
6146 | Martin Lake | 2013
6146 | Martin Lake | 2014
6146 | Martin Lake | 2015
6146 | Martin Lake | 2016
6146 | Martin Lake | 2017
6146 | Martin Lake | 2018
6146 | Martin Lake | 2019
6146 | Martin Lake | 2020
6147 | Monticello | 2000
6147 | Monticello | 2001
6147 | Monticello | 2002
6147 | Monticello | 2003
6147 | Monticello | 2004
6147 | Monticello | 2005
6147 | Monticello | 2006
6147 | Monticello | 2007
6147 | Monticello | 2008
6147 | Monticello | 2009
6147 | Monticello | 2010
6147 | Monticello | 2011
6147 | Monticello | 2012
6147 | Monticello | 2013
6147 | Monticello | 2014
6147 | Monticello | 2015
6147 | Monticello | 2016
6147 | Monticello | 2017
6147 | Monticello | 2018
6149 | Davis Besse | 2000
6149 | Davis Besse | 2001
6149 | Davis Besse | 2002
6149 | Davis Besse | 2003
6149 | Davis Besse | 2004
6149 | Davis Besse | 2005
6149 | Davis Besse | 2006
6149 | Davis Besse | 2007
6149 | Davis Besse | 2008
6149 | Davis Besse | 2009
6149 | Davis Besse | 2010
6149 | Davis Besse | 2011
6149 | Davis Besse | 2012
6149 | Davis Besse | 2013
6149 | Davis Besse | 2014
6149 | Davis Besse | 2015
6149 | Davis Besse | 2016
6149 | Davis Besse | 2017
6149 | Davis Besse | 2018
6149 | Davis Besse | 2019
6149 | Davis Besse | 2020
6152 | Sequoyah | 2000
6152 | Sequoyah | 2001
6152 | Sequoyah | 2002
6152 | Sequoyah | 2003
6152 | Sequoyah | 2004
6152 | Sequoyah | 2005
6152 | Sequoyah | 2006
6152 | Sequoyah | 2007
6152 | Sequoyah | 2008
6152 | Sequoyah | 2009
6152 | Sequoyah | 2010
6152 | Sequoyah | 2011
6152 | Sequoyah | 2012
6152 | Sequoyah | 2013
6152 | Sequoyah | 2014
6152 | Sequoyah | 2015
6152 | Sequoyah | 2016
6152 | Sequoyah | 2017
6152 | Sequoyah | 2018
6152 | Sequoyah | 2019
6152 | Sequoyah | 2020
6153 | Callaway | 2000
6153 | Callaway | 2001
6153 | Callaway | 2002
6153 | Callaway | 2003
6153 | Callaway | 2004
6153 | Callaway | 2005
6153 | Callaway | 2006
6153 | Callaway | 2007
6153 | Callaway | 2008
6153 | Callaway | 2009
6153 | Callaway | 2010
6153 | Callaway | 2011
6153 | Callaway | 2012
6153 | Callaway | 2013
6153 | Callaway | 2014
6153 | Callaway | 2015
6153 | Callaway | 2016
6153 | Callaway | 2017
6153 | Callaway | 2018
6153 | Callaway | 2019
6153 | Callaway | 2020
6155 | Rush Island | 2000
6155 | Rush Island | 2001
6155 | Rush Island | 2002
6155 | Rush Island | 2003
6155 | Rush Island | 2004
6155 | Rush Island | 2005
6155 | Rush Island | 2006
6155 | Rush Island | 2007
6155 | Rush Island | 2008
6155 | Rush Island | 2009
6155 | Rush Island | 2010
6155 | Rush Island | 2011
6155 | Rush Island | 2012
6155 | Rush Island | 2013
6155 | Rush Island | 2014
6155 | Rush Island | 2015
6155 | Rush Island | 2016
6155 | Rush Island | 2017
6155 | Rush Island | 2018
6155 | Rush Island | 2019
6155 | Rush Island | 2020
6156 | New Haven Harbor | 2000
6156 | New Haven Harbor | 2001
6156 | New Haven Harbor | 2002
6156 | New Haven Harbor | 2003
6156 | New Haven Harbor | 2004
6156 | New Haven Harbor | 2005
6156 | New Haven Harbor | 2006
6156 | New Haven Harbor | 2007
6156 | New Haven Harbor | 2008
6156 | New Haven Harbor | 2009
6156 | New Haven Harbor | 2010
6156 | New Haven Harbor | 2011
6156 | New Haven Harbor | 2012
6156 | New Haven Harbor | 2013
6156 | New Haven Harbor | 2014
6156 | New Haven Harbor | 2015
6156 | New Haven Harbor | 2016
6156 | New Haven Harbor | 2017
6156 | New Haven Harbor | 2018
6156 | New Haven Harbor | 2019
6156 | New Haven Harbor | 2020
6165 | Hunter | 2000
6165 | Hunter | 2001
6165 | Hunter | 2002
6165 | Hunter | 2003
6165 | Hunter | 2004
6165 | Hunter | 2005
6165 | Hunter | 2006
6165 | Hunter | 2007
6165 | Hunter | 2008
6165 | Hunter | 2009
6165 | Hunter | 2010
6165 | Hunter | 2011
6165 | Hunter | 2012
6165 | Hunter | 2013
6165 | Hunter | 2014
6165 | Hunter | 2015
6165 | Hunter | 2016
6165 | Hunter | 2017
6165 | Hunter | 2018
6165 | Hunter | 2019
6165 | Hunter | 2020
6166 | Rockport | 2000
6166 | Rockport | 2001
6166 | Rockport | 2002
6166 | Rockport | 2003
6166 | Rockport | 2004
6166 | Rockport | 2005
6166 | Rockport | 2006
6166 | Rockport | 2007
6166 | Rockport | 2008
6166 | Rockport | 2009
6166 | Rockport | 2010
6166 | Rockport | 2011
6166 | Rockport | 2012
6166 | Rockport | 2013
6166 | Rockport | 2014
6166 | Rockport | 2015
6166 | Rockport | 2016
6166 | Rockport | 2017
6166 | Rockport | 2018
6166 | Rockport | 2019
6166 | Rockport | 2020
6168 | North Anna | 2000
6168 | North Anna | 2001
6168 | North Anna | 2002
6168 | North Anna | 2003
6168 | North Anna | 2004
6168 | North Anna | 2005
6168 | North Anna | 2006
6168 | North Anna | 2007
6168 | North Anna | 2008
6168 | North Anna | 2009
6168 | North Anna | 2010
6168 | North Anna | 2011
6168 | North Anna | 2012
6168 | North Anna | 2013
6168 | North Anna | 2014
6168 | North Anna | 2015
6168 | North Anna | 2016
6168 | North Anna | 2017
6168 | North Anna | 2018
6168 | North Anna | 2019
6168 | North Anna | 2020
6170 | Pleasant Prairie | 2000
6170 | Pleasant Prairie | 2001
6170 | Pleasant Prairie | 2002
6170 | Pleasant Prairie | 2003
6170 | Pleasant Prairie | 2004
6170 | Pleasant Prairie | 2005
6170 | Pleasant Prairie | 2006
6170 | Pleasant Prairie | 2007
6170 | Pleasant Prairie | 2008
6170 | Pleasant Prairie | 2009
6170 | Pleasant Prairie | 2010
6170 | Pleasant Prairie | 2011
6170 | Pleasant Prairie | 2012
6170 | Pleasant Prairie | 2013
6170 | Pleasant Prairie | 2014
6170 | Pleasant Prairie | 2015
6170 | Pleasant Prairie | 2016
6170 | Pleasant Prairie | 2017
6170 | Pleasant Prairie | 2018
6177 | Coronado | 2000
6177 | Coronado | 2001
6177 | Coronado | 2002
6177 | Coronado | 2003
6177 | Coronado | 2004
6177 | Coronado | 2005
6177 | Coronado | 2006
6177 | Coronado | 2007
6177 | Coronado | 2008
6177 | Coronado | 2009
6177 | Coronado | 2010
6177 | Coronado | 2011
6177 | Coronado | 2012
6177 | Coronado | 2013
6177 | Coronado | 2014
6177 | Coronado | 2015
6177 | Coronado | 2016
6177 | Coronado | 2017
6177 | Coronado | 2018
6177 | Coronado | 2019
6177 | Coronado | 2020
6178 | Coleto Creek | 2000
6178 | Coleto Creek | 2001
6178 | Coleto Creek | 2002
6178 | Coleto Creek | 2003
6178 | Coleto Creek | 2004
6178 | Coleto Creek | 2005
6178 | Coleto Creek | 2006
6178 | Coleto Creek | 2007
6178 | Coleto Creek | 2008
6178 | Coleto Creek | 2009
6178 | Coleto Creek | 2010
6178 | Coleto Creek | 2011
6178 | Coleto Creek | 2012
6178 | Coleto Creek | 2013
6178 | Coleto Creek | 2014
6178 | Coleto Creek | 2015
6178 | Coleto Creek | 2016
6178 | Coleto Creek | 2017
6178 | Coleto Creek | 2018
6178 | Coleto Creek | 2019
6178 | Coleto Creek | 2020
6179 | Fayette Power Prj | 2000
6179 | Fayette Power Prj | 2001
6179 | Fayette Power Prj | 2002
6179 | Fayette Power Prj | 2003
6179 | Fayette Power Prj | 2004
6179 | Fayette Power Prj | 2005
6179 | Fayette Power Prj | 2006
6179 | Fayette Power Prj | 2007
6179 | Fayette Power Prj | 2008
6179 | Fayette Power Prj | 2009
6179 | Fayette Power Prj | 2010
6179 | Fayette Power Prj | 2011
6179 | Fayette Power Prj | 2012
6179 | Fayette Power Prj | 2013
6179 | Fayette Power Prj | 2014
6179 | Fayette Power Prj | 2015
6179 | Fayette Power Prj | 2016
6179 | Fayette Power Prj | 2017
6179 | Fayette Power Prj | 2018
6179 | Fayette Power Prj | 2019
6179 | Fayette Power Prj | 2020
6180 | Oak Grove | 2010
6180 | Oak Grove | 2011
6180 | Oak Grove | 2012
6180 | Oak Grove | 2013
6180 | Oak Grove | 2014
6180 | Oak Grove | 2015
6180 | Oak Grove | 2016
6180 | Oak Grove | 2017
6180 | Oak Grove | 2018
6180 | Oak Grove | 2019
6180 | Oak Grove | 2020
6181 | J T Deely | 2000
6181 | J T Deely | 2001
6181 | J T Deely | 2002
6181 | J T Deely | 2003
6181 | J T Deely | 2004
6181 | J T Deely | 2005
6181 | J T Deely | 2006
6181 | J T Deely | 2007
6181 | J T Deely | 2008
6181 | J T Deely | 2009
6181 | J T Deely | 2010
6181 | J T Deely | 2011
6181 | J T Deely | 2012
6181 | J T Deely | 2013
6181 | J T Deely | 2014
6181 | J T Deely | 2015
6181 | J T Deely | 2016
6181 | J T Deely | 2017
6181 | J T Deely | 2018
6181 | J T Deely | 2019
6181 | J T Deely | 2020
6183 | San Miguel | 2000
6183 | San Miguel | 2001
6183 | San Miguel | 2002
6183 | San Miguel | 2003
6183 | San Miguel | 2004
6183 | San Miguel | 2005
6183 | San Miguel | 2006
6183 | San Miguel | 2007
6183 | San Miguel | 2008
6183 | San Miguel | 2009
6183 | San Miguel | 2010
6183 | San Miguel | 2011
6183 | San Miguel | 2012
6183 | San Miguel | 2013
6183 | San Miguel | 2014
6183 | San Miguel | 2015
6183 | San Miguel | 2016
6183 | San Miguel | 2017
6183 | San Miguel | 2018
6183 | San Miguel | 2019
6183 | San Miguel | 2020
6190 | Brame Energy Center | 2000
6190 | Brame Energy Center | 2001
6190 | Brame Energy Center | 2002
6190 | Brame Energy Center | 2003
6190 | Brame Energy Center | 2004
6190 | Brame Energy Center | 2005
6190 | Brame Energy Center | 2006
6190 | Brame Energy Center | 2007
6190 | Brame Energy Center | 2008
6190 | Brame Energy Center | 2009
6190 | Brame Energy Center | 2010
6190 | Brame Energy Center | 2011
6190 | Brame Energy Center | 2012
6190 | Brame Energy Center | 2013
6190 | Brame Energy Center | 2014
6190 | Brame Energy Center | 2015
6190 | Brame Energy Center | 2016
6190 | Brame Energy Center | 2017
6190 | Brame Energy Center | 2018
6190 | Brame Energy Center | 2019
6190 | Brame Energy Center | 2020
6193 | Harrington | 2000
6193 | Harrington | 2001
6193 | Harrington | 2002
6193 | Harrington | 2003
6193 | Harrington | 2004
6193 | Harrington | 2005
6193 | Harrington | 2006
6193 | Harrington | 2007
6193 | Harrington | 2008
6193 | Harrington | 2009
6193 | Harrington | 2010
6193 | Harrington | 2011
6193 | Harrington | 2012
6193 | Harrington | 2013
6193 | Harrington | 2014
6193 | Harrington | 2015
6193 | Harrington | 2016
6193 | Harrington | 2017
6193 | Harrington | 2018
6193 | Harrington | 2019
6193 | Harrington | 2020
6194 | Tolk | 2000
6194 | Tolk | 2001
6194 | Tolk | 2002
6194 | Tolk | 2003
6194 | Tolk | 2004
6194 | Tolk | 2005
6194 | Tolk | 2006
6194 | Tolk | 2007
6194 | Tolk | 2008
6194 | Tolk | 2009
6194 | Tolk | 2010
6194 | Tolk | 2011
6194 | Tolk | 2012
6194 | Tolk | 2013
6194 | Tolk | 2014
6194 | Tolk | 2015
6194 | Tolk | 2016
6194 | Tolk | 2017
6194 | Tolk | 2018
6194 | Tolk | 2019
6194 | Tolk | 2020
6195 | John Twitty Energy Center | 2000
6195 | John Twitty Energy Center | 2001
6195 | John Twitty Energy Center | 2002
6195 | John Twitty Energy Center | 2003
6195 | John Twitty Energy Center | 2004
6195 | John Twitty Energy Center | 2005
6195 | John Twitty Energy Center | 2006
6195 | John Twitty Energy Center | 2007
6195 | John Twitty Energy Center | 2008
6195 | John Twitty Energy Center | 2009
6195 | John Twitty Energy Center | 2010
6195 | John Twitty Energy Center | 2011
6195 | John Twitty Energy Center | 2012
6195 | John Twitty Energy Center | 2013
6195 | John Twitty Energy Center | 2014
6195 | John Twitty Energy Center | 2015
6195 | John Twitty Energy Center | 2016
6195 | John Twitty Energy Center | 2017
6195 | John Twitty Energy Center | 2018
6195 | John Twitty Energy Center | 2019
6195 | John Twitty Energy Center | 2020
6204 | Laramie R Station | 2000
6204 | Laramie R Station | 2001
6204 | Laramie R Station | 2002
6204 | Laramie R Station | 2003
6204 | Laramie R Station | 2004
6204 | Laramie R Station | 2005
6204 | Laramie R Station | 2006
6204 | Laramie R Station | 2007
6204 | Laramie R Station | 2008
6204 | Laramie R Station | 2009
6204 | Laramie R Station | 2010
6204 | Laramie R Station | 2011
6204 | Laramie R Station | 2012
6204 | Laramie R Station | 2013
6204 | Laramie R Station | 2014
6204 | Laramie R Station | 2015
6204 | Laramie R Station | 2016
6204 | Laramie R Station | 2017
6204 | Laramie R Station | 2018
6204 | Laramie R Station | 2019
6204 | Laramie R Station | 2020
6213 | Merom | 2000
6213 | Merom | 2001
6213 | Merom | 2002
6213 | Merom | 2003
6213 | Merom | 2004
6213 | Merom | 2005
6213 | Merom | 2006
6213 | Merom | 2007
6213 | Merom | 2008
6213 | Merom | 2009
6213 | Merom | 2010
6213 | Merom | 2011
6213 | Merom | 2012
6213 | Merom | 2013
6213 | Merom | 2014
6213 | Merom | 2015
6213 | Merom | 2016
6213 | Merom | 2017
6213 | Merom | 2018
6213 | Merom | 2019
6213 | Merom | 2020
6225 | Jasper 2 | 2000
6225 | Jasper 2 | 2001
6225 | Jasper 2 | 2002
6225 | Jasper 2 | 2003
6225 | Jasper 2 | 2004
6225 | Jasper 2 | 2005
6225 | Jasper 2 | 2006
6225 | Jasper 2 | 2007
6225 | Jasper 2 | 2008
6225 | Jasper 2 | 2009
6225 | Jasper 2 | 2010
6225 | Jasper 2 | 2011
6225 | Jasper 2 | 2012
6225 | Jasper 2 | 2013
6238 | Pearl Station | 2000
6238 | Pearl Station | 2001
6238 | Pearl Station | 2002
6238 | Pearl Station | 2003
6238 | Pearl Station | 2004
6238 | Pearl Station | 2005
6238 | Pearl Station | 2006
6238 | Pearl Station | 2007
6238 | Pearl Station | 2008
6238 | Pearl Station | 2009
6238 | Pearl Station | 2010
6238 | Pearl Station | 2011
6238 | Pearl Station | 2012
6243 | Dansby | 2000
6243 | Dansby | 2001
6243 | Dansby | 2002
6243 | Dansby | 2003
6243 | Dansby | 2004
6243 | Dansby | 2005
6243 | Dansby | 2006
6243 | Dansby | 2007
6243 | Dansby | 2008
6243 | Dansby | 2009
6243 | Dansby | 2010
6243 | Dansby | 2011
6243 | Dansby | 2012
6243 | Dansby | 2013
6243 | Dansby | 2014
6243 | Dansby | 2015
6243 | Dansby | 2016
6243 | Dansby | 2017
6243 | Dansby | 2018
6243 | Dansby | 2019
6243 | Dansby | 2020
6246 | Putnam | 2000
6246 | Putnam | 2001
6246 | Putnam | 2002
6246 | Putnam | 2003
6246 | Putnam | 2004
6246 | Putnam | 2005
6246 | Putnam | 2006
6246 | Putnam | 2007
6246 | Putnam | 2008
6246 | Putnam | 2009
6246 | Putnam | 2010
6246 | Putnam | 2011
6246 | Putnam | 2012
6246 | Putnam | 2013
6246 | Putnam | 2014
6248 | Pawnee | 2000
6248 | Pawnee | 2001
6248 | Pawnee | 2002
6248 | Pawnee | 2003
6248 | Pawnee | 2004
6248 | Pawnee | 2005
6248 | Pawnee | 2006
6248 | Pawnee | 2007
6248 | Pawnee | 2008
6248 | Pawnee | 2009
6248 | Pawnee | 2010
6248 | Pawnee | 2011
6248 | Pawnee | 2012
6248 | Pawnee | 2013
6248 | Pawnee | 2014
6248 | Pawnee | 2015
6248 | Pawnee | 2016
6248 | Pawnee | 2017
6248 | Pawnee | 2018
6248 | Pawnee | 2019
6248 | Pawnee | 2020
6249 | Winyah | 2000
6249 | Winyah | 2001
6249 | Winyah | 2002
6249 | Winyah | 2003
6249 | Winyah | 2004
6249 | Winyah | 2005
6249 | Winyah | 2006
6249 | Winyah | 2007
6249 | Winyah | 2008
6249 | Winyah | 2009
6249 | Winyah | 2010
6249 | Winyah | 2011
6249 | Winyah | 2012
6249 | Winyah | 2013
6249 | Winyah | 2014
6249 | Winyah | 2015
6249 | Winyah | 2016
6249 | Winyah | 2017
6249 | Winyah | 2018
6249 | Winyah | 2019
6249 | Winyah | 2020
6250 | Mayo | 2000
6250 | Mayo | 2001
6250 | Mayo | 2002
6250 | Mayo | 2003
6250 | Mayo | 2004
6250 | Mayo | 2005
6250 | Mayo | 2006
6250 | Mayo | 2007
6250 | Mayo | 2008
6250 | Mayo | 2009
6250 | Mayo | 2010
6250 | Mayo | 2011
6250 | Mayo | 2012
6250 | Mayo | 2013
6250 | Mayo | 2014
6250 | Mayo | 2015
6250 | Mayo | 2016
6250 | Mayo | 2017
6250 | Mayo | 2018
6250 | Mayo | 2019
6250 | Mayo | 2020
6251 | South Texas | 2000
6251 | South Texas | 2001
6251 | South Texas | 2002
6251 | South Texas | 2003
6251 | South Texas | 2004
6251 | South Texas | 2005
6251 | South Texas | 2006
6251 | South Texas | 2007
6251 | South Texas | 2008
6251 | South Texas | 2009
6251 | South Texas | 2010
6251 | South Texas | 2011
6251 | South Texas | 2012
6251 | South Texas | 2013
6251 | South Texas | 2014
6251 | South Texas | 2015
6251 | South Texas | 2016
6251 | South Texas | 2017
6251 | South Texas | 2018
6251 | South Texas | 2019
6251 | South Texas | 2020
6254 | Ottumwa | 2000
6254 | Ottumwa | 2001
6254 | Ottumwa | 2002
6254 | Ottumwa | 2003
6254 | Ottumwa | 2004
6254 | Ottumwa | 2005
6254 | Ottumwa | 2006
6254 | Ottumwa | 2007
6254 | Ottumwa | 2008
6254 | Ottumwa | 2009
6254 | Ottumwa | 2010
6254 | Ottumwa | 2011
6254 | Ottumwa | 2012
6254 | Ottumwa | 2013
6254 | Ottumwa | 2014
6254 | Ottumwa | 2015
6254 | Ottumwa | 2016
6254 | Ottumwa | 2017
6254 | Ottumwa | 2018
6254 | Ottumwa | 2019
6254 | Ottumwa | 2020
6257 | Scherer | 2000
6257 | Scherer | 2001
6257 | Scherer | 2002
6257 | Scherer | 2003
6257 | Scherer | 2004
6257 | Scherer | 2005
6257 | Scherer | 2006
6257 | Scherer | 2007
6257 | Scherer | 2008
6257 | Scherer | 2009
6257 | Scherer | 2010
6257 | Scherer | 2011
6257 | Scherer | 2012
6257 | Scherer | 2013
6257 | Scherer | 2014
6257 | Scherer | 2015
6257 | Scherer | 2016
6257 | Scherer | 2017
6257 | Scherer | 2018
6257 | Scherer | 2019
6257 | Scherer | 2020
6264 | Mountaineer | 2000
6264 | Mountaineer | 2001
6264 | Mountaineer | 2002
6264 | Mountaineer | 2003
6264 | Mountaineer | 2004
6264 | Mountaineer | 2005
6264 | Mountaineer | 2006
6264 | Mountaineer | 2007
6264 | Mountaineer | 2008
6264 | Mountaineer | 2009
6264 | Mountaineer | 2010
6264 | Mountaineer | 2011
6264 | Mountaineer | 2012
6264 | Mountaineer | 2013
6264 | Mountaineer | 2014
6264 | Mountaineer | 2015
6264 | Mountaineer | 2016
6264 | Mountaineer | 2017
6264 | Mountaineer | 2018
6264 | Mountaineer | 2019
6264 | Mountaineer | 2020
6285 | North Pole | 2001
6285 | North Pole | 2002
6285 | North Pole | 2011
6285 | North Pole | 2012
6285 | North Pole | 2013
6285 | North Pole | 2014
6285 | North Pole | 2015
6285 | North Pole | 2016
6285 | North Pole | 2017
6285 | North Pole | 2018
6285 | North Pole | 2019
6285 | North Pole | 2020
6288 | Healy | 2000
6288 | Healy | 2001
6288 | Healy | 2002
6288 | Healy | 2003
6288 | Healy | 2004
6288 | Healy | 2005
6288 | Healy | 2006
6288 | Healy | 2007
6288 | Healy | 2008
6288 | Healy | 2009
6288 | Healy | 2010
6288 | Healy | 2011
6288 | Healy | 2012
6288 | Healy | 2013
6288 | Healy | 2014
6288 | Healy | 2015
6288 | Healy | 2016
6288 | Healy | 2017
6288 | Healy | 2018
6288 | Healy | 2019
6288 | Healy | 2020
6358 | Hutch Plant #2 | 2000
6358 | Hutch Plant #2 | 2001
6358 | Hutch Plant #2 | 2002
6358 | Hutch Plant #2 | 2003
6358 | Hutch Plant #2 | 2004
6358 | Hutch Plant #2 | 2005
6358 | Hutch Plant #2 | 2006
6358 | Hutch Plant #2 | 2007
6358 | Hutch Plant #2 | 2008
6358 | Hutch Plant #2 | 2009
6358 | Hutch Plant #2 | 2010
6358 | Hutch Plant #2 | 2011
6358 | Hutch Plant #2 | 2012
6358 | Hutch Plant #2 | 2013
6358 | Hutch Plant #2 | 2014
6358 | Hutch Plant #2 | 2015
6358 | Hutch Plant #2 | 2016
6358 | Hutch Plant #2 | 2017
6358 | Hutch Plant #2 | 2018
6358 | Hutch Plant #2 | 2019
6358 | Hutch Plant #2 | 2020
6462 | River Bend | 2000
6462 | River Bend | 2001
6462 | River Bend | 2002
6462 | River Bend | 2003
6462 | River Bend | 2004
6462 | River Bend | 2005
6462 | River Bend | 2006
6462 | River Bend | 2007
6462 | River Bend | 2008
6462 | River Bend | 2009
6462 | River Bend | 2010
6462 | River Bend | 2011
6462 | River Bend | 2012
6462 | River Bend | 2013
6462 | River Bend | 2014
6462 | River Bend | 2015
6462 | River Bend | 2016
6462 | River Bend | 2017
6462 | River Bend | 2018
6462 | River Bend | 2019
6462 | River Bend | 2020
6469 | Antelope Valley | 2000
6469 | Antelope Valley | 2001
6469 | Antelope Valley | 2002
6469 | Antelope Valley | 2003
6469 | Antelope Valley | 2004
6469 | Antelope Valley | 2005
6469 | Antelope Valley | 2006
6469 | Antelope Valley | 2007
6469 | Antelope Valley | 2008
6469 | Antelope Valley | 2009
6469 | Antelope Valley | 2010
6469 | Antelope Valley | 2011
6469 | Antelope Valley | 2012
6469 | Antelope Valley | 2013
6469 | Antelope Valley | 2014
6469 | Antelope Valley | 2015
6469 | Antelope Valley | 2016
6469 | Antelope Valley | 2017
6469 | Antelope Valley | 2018
6469 | Antelope Valley | 2019
6469 | Antelope Valley | 2020
6474 | Port Allen | 2000
6474 | Port Allen | 2001
6474 | Port Allen | 2002
6474 | Port Allen | 2003
6474 | Port Allen | 2004
6474 | Port Allen | 2005
6474 | Port Allen | 2006
6474 | Port Allen | 2007
6474 | Port Allen | 2008
6474 | Port Allen | 2009
6474 | Port Allen | 2010
6474 | Port Allen | 2011
6474 | Port Allen | 2012
6474 | Port Allen | 2013
6474 | Port Allen | 2014
6474 | Port Allen | 2015
6474 | Port Allen | 2016
6474 | Port Allen | 2017
6474 | Port Allen | 2018
6474 | Port Allen | 2019
6478 | Shipman | 2000
6478 | Shipman | 2001
6478 | Shipman | 2002
6478 | Shipman | 2003
6478 | Shipman | 2004
6478 | Shipman | 2005
6478 | Shipman | 2006
6478 | Shipman | 2007
6478 | Shipman | 2008
6478 | Shipman | 2009
6478 | Shipman | 2010
6478 | Shipman | 2011
6478 | Shipman | 2012
6481 | Intermountain | 2000
6481 | Intermountain | 2001
6481 | Intermountain | 2002
6481 | Intermountain | 2003
6481 | Intermountain | 2004
6481 | Intermountain | 2005
6481 | Intermountain | 2006
6481 | Intermountain | 2007
6481 | Intermountain | 2008
6481 | Intermountain | 2009
6481 | Intermountain | 2010
6481 | Intermountain | 2011
6481 | Intermountain | 2012
6481 | Intermountain | 2013
6481 | Intermountain | 2014
6481 | Intermountain | 2015
6481 | Intermountain | 2016
6481 | Intermountain | 2017
6481 | Intermountain | 2018
6481 | Intermountain | 2019
6481 | Intermountain | 2020
6504 | Maalaea | 2000
6504 | Maalaea | 2001
6504 | Maalaea | 2002
6504 | Maalaea | 2003
6504 | Maalaea | 2004
6504 | Maalaea | 2005
6504 | Maalaea | 2006
6504 | Maalaea | 2007
6504 | Maalaea | 2008
6504 | Maalaea | 2009
6504 | Maalaea | 2010
6504 | Maalaea | 2011
6504 | Maalaea | 2012
6504 | Maalaea | 2013
6504 | Maalaea | 2014
6504 | Maalaea | 2015
6504 | Maalaea | 2016
6504 | Maalaea | 2017
6504 | Maalaea | 2018
6504 | Maalaea | 2019
6504 | Maalaea | 2020
6558 | D G Hunter | 2000
6558 | D G Hunter | 2001
6558 | D G Hunter | 2002
6558 | D G Hunter | 2003
6558 | D G Hunter | 2005
6558 | D G Hunter | 2006
6558 | D G Hunter | 2007
6558 | D G Hunter | 2008
6558 | D G Hunter | 2009
6558 | D G Hunter | 2010
6558 | D G Hunter | 2011
6558 | D G Hunter | 2012
6558 | D G Hunter | 2013
6558 | D G Hunter | 2014
6558 | D G Hunter | 2015
6559 | George M Sullivan | 2000
6559 | George M Sullivan | 2001
6559 | George M Sullivan | 2002
6559 | George M Sullivan | 2003
6559 | George M Sullivan | 2004
6559 | George M Sullivan | 2005
6559 | George M Sullivan | 2006
6559 | George M Sullivan | 2007
6559 | George M Sullivan | 2008
6559 | George M Sullivan | 2009
6559 | George M Sullivan | 2010
6559 | George M Sullivan | 2011
6559 | George M Sullivan | 2012
6559 | George M Sullivan | 2013
6559 | George M Sullivan | 2014
6559 | George M Sullivan | 2015
6559 | George M Sullivan | 2016
6559 | George M Sullivan | 2017
6559 | George M Sullivan | 2018
6559 | George M Sullivan | 2019
6559 | George M Sullivan | 2020
6639 | R D Green | 2000
6639 | R D Green | 2001
6639 | R D Green | 2002
6639 | R D Green | 2003
6639 | R D Green | 2004
6639 | R D Green | 2005
6639 | R D Green | 2006
6639 | R D Green | 2007
6639 | R D Green | 2008
6639 | R D Green | 2009
6639 | R D Green | 2010
6639 | R D Green | 2011
6639 | R D Green | 2012
6639 | R D Green | 2013
6639 | R D Green | 2014
6639 | R D Green | 2015
6639 | R D Green | 2016
6639 | R D Green | 2017
6639 | R D Green | 2018
6639 | R D Green | 2019
6639 | R D Green | 2020
6641 | Independence | 2000
6641 | Independence | 2001
6641 | Independence | 2002
6641 | Independence | 2003
6641 | Independence | 2004
6641 | Independence | 2005
6641 | Independence | 2006
6641 | Independence | 2007
6641 | Independence | 2008
6641 | Independence | 2009
6641 | Independence | 2010
6641 | Independence | 2011
6641 | Independence | 2012
6641 | Independence | 2013
6641 | Independence | 2014
6641 | Independence | 2015
6641 | Independence | 2016
6641 | Independence | 2017
6641 | Independence | 2018
6641 | Independence | 2019
6641 | Independence | 2020
6648 | Sandow | 2000
6648 | Sandow | 2001
6648 | Sandow | 2002
6648 | Sandow | 2003
6648 | Sandow | 2004
6648 | Sandow | 2005
6648 | Sandow | 2006
6648 | Sandow | 2007
6648 | Sandow | 2008
6648 | Sandow | 2009
6648 | Sandow | 2010
6648 | Sandow | 2011
6648 | Sandow | 2012
6648 | Sandow | 2013
6648 | Sandow | 2014
6648 | Sandow | 2015
6648 | Sandow | 2016
6648 | Sandow | 2017
6648 | Sandow | 2018
6664 | Louisa | 2000
6664 | Louisa | 2001
6664 | Louisa | 2002
6664 | Louisa | 2003
6664 | Louisa | 2004
6664 | Louisa | 2005
6664 | Louisa | 2006
6664 | Louisa | 2007
6664 | Louisa | 2008
6664 | Louisa | 2009
6664 | Louisa | 2010
6664 | Louisa | 2011
6664 | Louisa | 2012
6664 | Louisa | 2013
6664 | Louisa | 2014
6664 | Louisa | 2015
6664 | Louisa | 2016
6664 | Louisa | 2017
6664 | Louisa | 2018
6664 | Louisa | 2019
6664 | Louisa | 2020
6705 | Warrick | 2000
6705 | Warrick | 2001
6705 | Warrick | 2002
6705 | Warrick | 2003
6705 | Warrick | 2004
6705 | Warrick | 2005
6705 | Warrick | 2006
6705 | Warrick | 2007
6705 | Warrick | 2008
6705 | Warrick | 2009
6705 | Warrick | 2010
6705 | Warrick | 2011
6705 | Warrick | 2012
6705 | Warrick | 2013
6705 | Warrick | 2014
6705 | Warrick | 2015
6705 | Warrick | 2016
6705 | Warrick | 2017
6705 | Warrick | 2018
6705 | Warrick | 2019
6705 | Warrick | 2020
6706 | Thibodaux | 2000
6761 | Rawhide | 2000
6761 | Rawhide | 2001
6761 | Rawhide | 2002
6761 | Rawhide | 2003
6761 | Rawhide | 2004
6761 | Rawhide | 2005
6761 | Rawhide | 2006
6761 | Rawhide | 2007
6761 | Rawhide | 2008
6761 | Rawhide | 2009
6761 | Rawhide | 2010
6761 | Rawhide | 2011
6761 | Rawhide | 2012
6761 | Rawhide | 2013
6761 | Rawhide | 2014
6761 | Rawhide | 2015
6761 | Rawhide | 2016
6761 | Rawhide | 2017
6761 | Rawhide | 2018
6761 | Rawhide | 2019
6761 | Rawhide | 2020
6768 | Sikeston | 2000
6768 | Sikeston | 2001
6768 | Sikeston | 2002
6768 | Sikeston | 2003
6768 | Sikeston | 2004
6768 | Sikeston | 2005
6768 | Sikeston | 2006
6768 | Sikeston | 2007
6768 | Sikeston | 2008
6768 | Sikeston | 2009
6768 | Sikeston | 2010
6768 | Sikeston | 2011
6768 | Sikeston | 2012
6768 | Sikeston | 2013
6768 | Sikeston | 2014
6768 | Sikeston | 2015
6768 | Sikeston | 2016
6768 | Sikeston | 2017
6768 | Sikeston | 2018
6768 | Sikeston | 2019
6768 | Sikeston | 2020
6772 | Hugo | 2000
6772 | Hugo | 2001
6772 | Hugo | 2002
6772 | Hugo | 2003
6772 | Hugo | 2004
6772 | Hugo | 2005
6772 | Hugo | 2006
6772 | Hugo | 2007
6772 | Hugo | 2008
6772 | Hugo | 2009
6772 | Hugo | 2010
6772 | Hugo | 2011
6772 | Hugo | 2012
6772 | Hugo | 2013
6772 | Hugo | 2014
6772 | Hugo | 2015
6772 | Hugo | 2016
6772 | Hugo | 2017
6772 | Hugo | 2018
6772 | Hugo | 2019
6772 | Hugo | 2020
6823 | D B Wilson | 2000
6823 | D B Wilson | 2001
6823 | D B Wilson | 2002
6823 | D B Wilson | 2003
6823 | D B Wilson | 2004
6823 | D B Wilson | 2005
6823 | D B Wilson | 2006
6823 | D B Wilson | 2007
6823 | D B Wilson | 2008
6823 | D B Wilson | 2009
6823 | D B Wilson | 2010
6823 | D B Wilson | 2011
6823 | D B Wilson | 2012
6823 | D B Wilson | 2013
6823 | D B Wilson | 2014
6823 | D B Wilson | 2015
6823 | D B Wilson | 2016
6823 | D B Wilson | 2017
6823 | D B Wilson | 2018
6823 | D B Wilson | 2019
6823 | D B Wilson | 2020
7013 | East 12th Street | 2000
7013 | East 12th Street | 2001
7013 | East 12th Street | 2002
7013 | East 12th Street | 2003
7013 | East 12th Street | 2005
7013 | East 12th Street | 2006
7013 | East 12th Street | 2007
7013 | East 12th Street | 2008
7013 | East 12th Street | 2009
7013 | East 12th Street | 2010
7013 | East 12th Street | 2011
7013 | East 12th Street | 2012
7013 | East 12th Street | 2013
7013 | East 12th Street | 2014
7013 | East 12th Street | 2015
7013 | East 12th Street | 2016
7013 | East 12th Street | 2017
7013 | East 12th Street | 2018
7013 | East 12th Street | 2019
7013 | East 12th Street | 2020
7030 | Major Oak Power | 2000
7030 | Major Oak Power | 2001
7030 | Major Oak Power | 2002
7030 | Major Oak Power | 2003
7030 | Major Oak Power | 2004
7030 | Major Oak Power | 2005
7030 | Major Oak Power | 2006
7030 | Major Oak Power | 2007
7030 | Major Oak Power | 2008
7030 | Major Oak Power | 2009
7030 | Major Oak Power | 2010
7030 | Major Oak Power | 2011
7030 | Major Oak Power | 2012
7030 | Major Oak Power | 2013
7030 | Major Oak Power | 2014
7030 | Major Oak Power | 2015
7030 | Major Oak Power | 2016
7030 | Major Oak Power | 2017
7030 | Major Oak Power | 2018
7030 | Major Oak Power | 2019
7030 | Major Oak Power | 2020
7097 | J K Spruce | 2000
7097 | J K Spruce | 2001
7097 | J K Spruce | 2002
7097 | J K Spruce | 2003
7097 | J K Spruce | 2004
7097 | J K Spruce | 2005
7097 | J K Spruce | 2006
7097 | J K Spruce | 2007
7097 | J K Spruce | 2008
7097 | J K Spruce | 2009
7097 | J K Spruce | 2010
7097 | J K Spruce | 2011
7097 | J K Spruce | 2012
7097 | J K Spruce | 2013
7097 | J K Spruce | 2014
7097 | J K Spruce | 2015
7097 | J K Spruce | 2016
7097 | J K Spruce | 2017
7097 | J K Spruce | 2018
7097 | J K Spruce | 2019
7097 | J K Spruce | 2020
7130 | Puna | 2000
7130 | Puna | 2001
7130 | Puna | 2002
7130 | Puna | 2003
7130 | Puna | 2004
7130 | Puna | 2005
7130 | Puna | 2006
7130 | Puna | 2007
7130 | Puna | 2008
7130 | Puna | 2009
7130 | Puna | 2010
7130 | Puna | 2011
7130 | Puna | 2012
7130 | Puna | 2013
7130 | Puna | 2014
7130 | Puna | 2015
7130 | Puna | 2016
7130 | Puna | 2017
7130 | Puna | 2018
7130 | Puna | 2019
7130 | Puna | 2020
7153 | Hay Road | 2000
7153 | Hay Road | 2001
7153 | Hay Road | 2002
7153 | Hay Road | 2003
7153 | Hay Road | 2004
7153 | Hay Road | 2005
7153 | Hay Road | 2006
7153 | Hay Road | 2007
7153 | Hay Road | 2008
7153 | Hay Road | 2009
7153 | Hay Road | 2010
7153 | Hay Road | 2011
7153 | Hay Road | 2012
7153 | Hay Road | 2013
7153 | Hay Road | 2014
7153 | Hay Road | 2015
7153 | Hay Road | 2016
7153 | Hay Road | 2017
7153 | Hay Road | 2018
7153 | Hay Road | 2019
7153 | Hay Road | 2020
7210 | Cope | 2000
7210 | Cope | 2001
7210 | Cope | 2002
7210 | Cope | 2003
7210 | Cope | 2004
7210 | Cope | 2005
7210 | Cope | 2006
7210 | Cope | 2007
7210 | Cope | 2008
7210 | Cope | 2009
7210 | Cope | 2010
7210 | Cope | 2011
7210 | Cope | 2012
7210 | Cope | 2013
7210 | Cope | 2014
7210 | Cope | 2015
7210 | Cope | 2016
7210 | Cope | 2017
7210 | Cope | 2018
7210 | Cope | 2019
7210 | Cope | 2020
7213 | Clover | 2000
7213 | Clover | 2001
7213 | Clover | 2002
7213 | Clover | 2003
7213 | Clover | 2004
7213 | Clover | 2005
7213 | Clover | 2006
7213 | Clover | 2007
7213 | Clover | 2008
7213 | Clover | 2009
7213 | Clover | 2010
7213 | Clover | 2011
7213 | Clover | 2012
7213 | Clover | 2013
7213 | Clover | 2014
7213 | Clover | 2015
7213 | Clover | 2016
7213 | Clover | 2017
7213 | Clover | 2018
7213 | Clover | 2019
7213 | Clover | 2020
7238 | Cane Island | 2000
7238 | Cane Island | 2001
7238 | Cane Island | 2002
7238 | Cane Island | 2003
7238 | Cane Island | 2004
7238 | Cane Island | 2005
7238 | Cane Island | 2006
7238 | Cane Island | 2007
7238 | Cane Island | 2008
7238 | Cane Island | 2009
7238 | Cane Island | 2010
7238 | Cane Island | 2011
7238 | Cane Island | 2012
7238 | Cane Island | 2013
7238 | Cane Island | 2014
7238 | Cane Island | 2015
7238 | Cane Island | 2016
7238 | Cane Island | 2017
7238 | Cane Island | 2018
7238 | Cane Island | 2019
7238 | Cane Island | 2020
7242 | Polk | 2001
7242 | Polk | 2002
7242 | Polk | 2003
7242 | Polk | 2004
7242 | Polk | 2005
7242 | Polk | 2006
7242 | Polk | 2007
7242 | Polk | 2013
7242 | Polk | 2014
7242 | Polk | 2015
7242 | Polk | 2016
7242 | Polk | 2017
7242 | Polk | 2018
7242 | Polk | 2019
7242 | Polk | 2020
7266 | Woodland | 2001
7266 | Woodland | 2002
7266 | Woodland | 2005
7266 | Woodland | 2006
7266 | Woodland | 2007
7266 | Woodland | 2008
7266 | Woodland | 2009
7266 | Woodland | 2010
7266 | Woodland | 2011
7266 | Woodland | 2012
7266 | Woodland | 2013
7266 | Woodland | 2014
7266 | Woodland | 2016
7266 | Woodland | 2017
7266 | Woodland | 2018
7266 | Woodland | 2019
7266 | Woodland | 2020
7286 | Richard Gorsuch | 2000
7286 | Richard Gorsuch | 2001
7286 | Richard Gorsuch | 2002
7286 | Richard Gorsuch | 2003
7286 | Richard Gorsuch | 2004
7286 | Richard Gorsuch | 2005
7286 | Richard Gorsuch | 2006
7286 | Richard Gorsuch | 2007
7286 | Richard Gorsuch | 2008
7286 | Richard Gorsuch | 2009
7286 | Richard Gorsuch | 2010
7294 | Central Energy Plant | 2000
7294 | Central Energy Plant | 2002
7294 | Central Energy Plant | 2003
7294 | Central Energy Plant | 2004
7294 | Central Energy Plant | 2005
7294 | Central Energy Plant | 2006
7294 | Central Energy Plant | 2007
7294 | Central Energy Plant | 2008
7294 | Central Energy Plant | 2009
7294 | Central Energy Plant | 2010
7294 | Central Energy Plant | 2011
7294 | Central Energy Plant | 2012
7294 | Central Energy Plant | 2013
7294 | Central Energy Plant | 2014
7294 | Central Energy Plant | 2015
7294 | Central Energy Plant | 2016
7294 | Central Energy Plant | 2017
7294 | Central Energy Plant | 2018
7294 | Central Energy Plant | 2019
7294 | Central Energy Plant | 2020
7296 | State Line Combined Cycle | 2001
7296 | State Line Combined Cycle | 2002
7296 | State Line Combined Cycle | 2003
7296 | State Line Combined Cycle | 2004
7296 | State Line Combined Cycle | 2005
7296 | State Line Combined Cycle | 2006
7296 | State Line Combined Cycle | 2007
7296 | State Line Combined Cycle | 2008
7296 | State Line Combined Cycle | 2009
7296 | State Line Combined Cycle | 2010
7296 | State Line Combined Cycle | 2011
7296 | State Line Combined Cycle | 2012
7296 | State Line Combined Cycle | 2013
7296 | State Line Combined Cycle | 2014
7296 | State Line Combined Cycle | 2015
7296 | State Line Combined Cycle | 2016
7296 | State Line Combined Cycle | 2017
7296 | State Line Combined Cycle | 2018
7296 | State Line Combined Cycle | 2019
7296 | State Line Combined Cycle | 2020
7302 | Hines Energy Complex | 2000
7302 | Hines Energy Complex | 2001
7302 | Hines Energy Complex | 2002
7302 | Hines Energy Complex | 2003
7302 | Hines Energy Complex | 2004
7302 | Hines Energy Complex | 2005
7302 | Hines Energy Complex | 2006
7302 | Hines Energy Complex | 2007
7302 | Hines Energy Complex | 2008
7302 | Hines Energy Complex | 2009
7302 | Hines Energy Complex | 2010
7302 | Hines Energy Complex | 2011
7302 | Hines Energy Complex | 2012
7302 | Hines Energy Complex | 2013
7302 | Hines Energy Complex | 2014
7302 | Hines Energy Complex | 2015
7302 | Hines Energy Complex | 2016
7302 | Hines Energy Complex | 2017
7302 | Hines Energy Complex | 2018
7302 | Hines Energy Complex | 2019
7302 | Hines Energy Complex | 2020
7307 | Redding Power | 2000
7307 | Redding Power | 2001
7307 | Redding Power | 2002
7307 | Redding Power | 2003
7307 | Redding Power | 2004
7307 | Redding Power | 2005
7307 | Redding Power | 2006
7307 | Redding Power | 2007
7307 | Redding Power | 2008
7307 | Redding Power | 2009
7307 | Redding Power | 2010
7307 | Redding Power | 2011
7307 | Redding Power | 2012
7307 | Redding Power | 2013
7307 | Redding Power | 2014
7307 | Redding Power | 2015
7307 | Redding Power | 2016
7307 | Redding Power | 2017
7307 | Redding Power | 2018
7307 | Redding Power | 2019
7307 | Redding Power | 2020
7314 | Richard M Flynn | 2000
7314 | Richard M Flynn | 2001
7314 | Richard M Flynn | 2002
7314 | Richard M Flynn | 2003
7314 | Richard M Flynn | 2004
7314 | Richard M Flynn | 2005
7314 | Richard M Flynn | 2006
7314 | Richard M Flynn | 2007
7314 | Richard M Flynn | 2008
7314 | Richard M Flynn | 2009
7314 | Richard M Flynn | 2010
7314 | Richard M Flynn | 2011
7314 | Richard M Flynn | 2012
7314 | Richard M Flynn | 2013
7314 | Richard M Flynn | 2014
7314 | Richard M Flynn | 2015
7314 | Richard M Flynn | 2016
7314 | Richard M Flynn | 2017
7314 | Richard M Flynn | 2018
7314 | Richard M Flynn | 2019
7314 | Richard M Flynn | 2020
7343 | George Neal South | 2000
7343 | George Neal South | 2001
7343 | George Neal South | 2002
7343 | George Neal South | 2003
7343 | George Neal South | 2004
7343 | George Neal South | 2005
7343 | George Neal South | 2006
7343 | George Neal South | 2007
7343 | George Neal South | 2008
7343 | George Neal South | 2009
7343 | George Neal South | 2010
7343 | George Neal South | 2011
7343 | George Neal South | 2012
7343 | George Neal South | 2013
7343 | George Neal South | 2014
7343 | George Neal South | 2015
7343 | George Neal South | 2016
7343 | George Neal South | 2017
7343 | George Neal South | 2018
7343 | George Neal South | 2019
7343 | George Neal South | 2020
7350 | Coyote Springs | 2000
7350 | Coyote Springs | 2001
7350 | Coyote Springs | 2002
7350 | Coyote Springs | 2003
7350 | Coyote Springs | 2004
7350 | Coyote Springs | 2005
7350 | Coyote Springs | 2006
7350 | Coyote Springs | 2007
7350 | Coyote Springs | 2008
7350 | Coyote Springs | 2009
7350 | Coyote Springs | 2010
7350 | Coyote Springs | 2011
7350 | Coyote Springs | 2012
7350 | Coyote Springs | 2013
7350 | Coyote Springs | 2014
7350 | Coyote Springs | 2015
7350 | Coyote Springs | 2016
7350 | Coyote Springs | 2017
7350 | Coyote Springs | 2018
7350 | Coyote Springs | 2019
7350 | Coyote Springs | 2020
7380 | Midulla Generating Station | 2002
7380 | Midulla Generating Station | 2003
7380 | Midulla Generating Station | 2004
7380 | Midulla Generating Station | 2005
7380 | Midulla Generating Station | 2006
7380 | Midulla Generating Station | 2007
7380 | Midulla Generating Station | 2008
7380 | Midulla Generating Station | 2009
7380 | Midulla Generating Station | 2010
7380 | Midulla Generating Station | 2011
7380 | Midulla Generating Station | 2012
7380 | Midulla Generating Station | 2013
7380 | Midulla Generating Station | 2014
7380 | Midulla Generating Station | 2015
7380 | Midulla Generating Station | 2016
7380 | Midulla Generating Station | 2017
7380 | Midulla Generating Station | 2018
7380 | Midulla Generating Station | 2019
7380 | Midulla Generating Station | 2020
7384 | Cogen #1 | 2000
7384 | Cogen #1 | 2001
7384 | Cogen #1 | 2002
7384 | Cogen #1 | 2003
7384 | Cogen #1 | 2004
7384 | Cogen #1 | 2005
7384 | Cogen #1 | 2006
7384 | Cogen #1 | 2008
7504 | Neil Simpson II | 2000
7504 | Neil Simpson II | 2001
7504 | Neil Simpson II | 2002
7504 | Neil Simpson II | 2003
7504 | Neil Simpson II | 2004
7504 | Neil Simpson II | 2005
7504 | Neil Simpson II | 2006
7504 | Neil Simpson II | 2007
7504 | Neil Simpson II | 2008
7504 | Neil Simpson II | 2009
7504 | Neil Simpson II | 2010
7504 | Neil Simpson II | 2011
7504 | Neil Simpson II | 2012
7504 | Neil Simpson II | 2013
7504 | Neil Simpson II | 2014
7504 | Neil Simpson II | 2015
7504 | Neil Simpson II | 2016
7504 | Neil Simpson II | 2017
7504 | Neil Simpson II | 2018
7504 | Neil Simpson II | 2019
7504 | Neil Simpson II | 2020
7512 | A Von Rosenberg | 2000
7512 | A Von Rosenberg | 2001
7512 | A Von Rosenberg | 2002
7512 | A Von Rosenberg | 2003
7512 | A Von Rosenberg | 2004
7512 | A Von Rosenberg | 2005
7512 | A Von Rosenberg | 2006
7512 | A Von Rosenberg | 2007
7512 | A Von Rosenberg | 2008
7512 | A Von Rosenberg | 2009
7512 | A Von Rosenberg | 2010
7512 | A Von Rosenberg | 2011
7512 | A Von Rosenberg | 2012
7512 | A Von Rosenberg | 2013
7512 | A Von Rosenberg | 2014
7512 | A Von Rosenberg | 2015
7512 | A Von Rosenberg | 2016
7512 | A Von Rosenberg | 2017
7512 | A Von Rosenberg | 2018
7512 | A Von Rosenberg | 2019
7512 | A Von Rosenberg | 2020
7513 | Aroostook Valley | 2000
7513 | Aroostook Valley | 2001
7513 | Aroostook Valley | 2002
7513 | Aroostook Valley | 2003
7513 | Aroostook Valley | 2004
7513 | Aroostook Valley | 2005
7513 | Aroostook Valley | 2006
7513 | Aroostook Valley | 2007
7513 | Aroostook Valley | 2008
7513 | Aroostook Valley | 2009
7513 | Aroostook Valley | 2010
7513 | Aroostook Valley | 2011
7513 | Aroostook Valley | 2012
7513 | Aroostook Valley | 2013
7513 | Aroostook Valley | 2014
7513 | Aroostook Valley | 2015
7513 | Aroostook Valley | 2016
7513 | Aroostook Valley | 2017
7513 | Aroostook Valley | 2018
7527 | Carson Ice CG | 2000
7527 | Carson Ice CG | 2001
7527 | Carson Ice CG | 2002
7527 | Carson Ice CG | 2003
7527 | Carson Ice CG | 2004
7527 | Carson Ice CG | 2005
7527 | Carson Ice CG | 2006
7527 | Carson Ice CG | 2007
7527 | Carson Ice CG | 2008
7527 | Carson Ice CG | 2009
7527 | Carson Ice CG | 2010
7527 | Carson Ice CG | 2011
7527 | Carson Ice CG | 2012
7527 | Carson Ice CG | 2013
7527 | Carson Ice CG | 2014
7527 | Carson Ice CG | 2015
7527 | Carson Ice CG | 2016
7527 | Carson Ice CG | 2017
7527 | Carson Ice CG | 2018
7527 | Carson Ice CG | 2019
7527 | Carson Ice CG | 2020
7546 | Ponca City | 2000
7546 | Ponca City | 2003
7546 | Ponca City | 2004
7546 | Ponca City | 2005
7546 | Ponca City | 2006
7546 | Ponca City | 2007
7546 | Ponca City | 2008
7546 | Ponca City | 2009
7546 | Ponca City | 2010
7546 | Ponca City | 2011
7546 | Ponca City | 2012
7546 | Ponca City | 2013
7546 | Ponca City | 2014
7546 | Ponca City | 2015
7546 | Ponca City | 2016
7546 | Ponca City | 2017
7546 | Ponca City | 2018
7546 | Ponca City | 2019
7546 | Ponca City | 2020
7549 | Milwaukee County | 2000
7549 | Milwaukee County | 2001
7549 | Milwaukee County | 2002
7549 | Milwaukee County | 2003
7549 | Milwaukee County | 2004
7549 | Milwaukee County | 2005
7549 | Milwaukee County | 2007
7549 | Milwaukee County | 2008
7549 | Milwaukee County | 2009
7549 | Milwaukee County | 2010
7549 | Milwaukee County | 2011
7549 | Milwaukee County | 2012
7549 | Milwaukee County | 2013
7549 | Milwaukee County | 2014
7549 | Milwaukee County | 2015
7549 | Milwaukee County | 2016
7551 | SCA | 2000
7551 | SCA | 2001
7551 | SCA | 2002
7551 | SCA | 2003
7551 | SCA | 2004
7551 | SCA | 2005
7551 | SCA | 2006
7551 | SCA | 2007
7551 | SCA | 2008
7551 | SCA | 2009
7551 | SCA | 2010
7551 | SCA | 2011
7551 | SCA | 2012
7551 | SCA | 2013
7551 | SCA | 2014
7551 | SCA | 2015
7551 | SCA | 2016
7551 | SCA | 2017
7551 | SCA | 2018
7551 | SCA | 2019
7551 | SCA | 2020
7552 | SPA | 2000
7552 | SPA | 2001
7552 | SPA | 2002
7552 | SPA | 2003
7552 | SPA | 2004
7552 | SPA | 2005
7552 | SPA | 2006
7552 | SPA | 2007
7552 | SPA | 2008
7552 | SPA | 2009
7552 | SPA | 2010
7552 | SPA | 2011
7552 | SPA | 2012
7552 | SPA | 2013
7552 | SPA | 2014
7552 | SPA | 2015
7552 | SPA | 2016
7552 | SPA | 2017
7552 | SPA | 2018
7552 | SPA | 2019
7552 | SPA | 2020
7604 | St Francis | 2000
7604 | St Francis | 2001
7604 | St Francis | 2002
7604 | St Francis | 2003
7604 | St Francis | 2004
7604 | St Francis | 2005
7604 | St Francis | 2006
7604 | St Francis | 2007
7604 | St Francis | 2008
7604 | St Francis | 2009
7604 | St Francis | 2010
7604 | St Francis | 2011
7604 | St Francis | 2012
7604 | St Francis | 2013
7604 | St Francis | 2014
7604 | St Francis | 2015
7604 | St Francis | 2016
7604 | St Francis | 2017
7604 | St Francis | 2018
7604 | St Francis | 2019
7604 | St Francis | 2020
7605 | River Road Gen Plant | 2000
7605 | River Road Gen Plant | 2003
7605 | River Road Gen Plant | 2004
7605 | River Road Gen Plant | 2005
7605 | River Road Gen Plant | 2006
7605 | River Road Gen Plant | 2007
7605 | River Road Gen Plant | 2008
7605 | River Road Gen Plant | 2009
7605 | River Road Gen Plant | 2011
7605 | River Road Gen Plant | 2012
7605 | River Road Gen Plant | 2013
7605 | River Road Gen Plant | 2014
7605 | River Road Gen Plant | 2015
7605 | River Road Gen Plant | 2016
7605 | River Road Gen Plant | 2017
7605 | River Road Gen Plant | 2018
7605 | River Road Gen Plant | 2019
7605 | River Road Gen Plant | 2020
7627 | Everett Cogen | 2000
7627 | Everett Cogen | 2002
7627 | Everett Cogen | 2003
7627 | Everett Cogen | 2004
7627 | Everett Cogen | 2005
7627 | Everett Cogen | 2006
7627 | Everett Cogen | 2007
7627 | Everett Cogen | 2008
7627 | Everett Cogen | 2009
7627 | Everett Cogen | 2010
7627 | Everett Cogen | 2011
7652 | US DOE Savannah River Site (D Area) | 2000
7652 | US DOE Savannah River Site (D Area) | 2001
7652 | US DOE Savannah River Site (D Area) | 2002
7652 | US DOE Savannah River Site (D Area) | 2003
7652 | US DOE Savannah River Site (D Area) | 2004
7652 | US DOE Savannah River Site (D Area) | 2005
7652 | US DOE Savannah River Site (D Area) | 2006
7652 | US DOE Savannah River Site (D Area) | 2008
7652 | US DOE Savannah River Site (D Area) | 2009
7652 | US DOE Savannah River Site (D Area) | 2010
7652 | US DOE Savannah River Site (D Area) | 2011
7652 | US DOE Savannah River Site (D Area) | 2012
7696 | Bellmeade | 2000
7696 | Bellmeade | 2001
7696 | Bellmeade | 2002
7697 | Washington County | 2000
7697 | Washington County | 2001
7697 | Washington County | 2002
7697 | Washington County | 2003
7697 | Washington County | 2004
7697 | Washington County | 2005
7697 | Washington County | 2006
7697 | Washington County | 2007
7697 | Washington County | 2008
7697 | Washington County | 2009
7697 | Washington County | 2010
7697 | Washington County | 2011
7697 | Washington County | 2012
7697 | Washington County | 2013
7697 | Washington County | 2014
7697 | Washington County | 2015
7697 | Washington County | 2016
7697 | Washington County | 2017
7697 | Washington County | 2018
7697 | Washington County | 2019
7697 | Washington County | 2020
7698 | General Elec Plastic | 2000
7698 | General Elec Plastic | 2003
7698 | General Elec Plastic | 2004
7698 | General Elec Plastic | 2005
7698 | General Elec Plastic | 2006
7698 | General Elec Plastic | 2007
7698 | General Elec Plastic | 2008
7698 | General Elec Plastic | 2009
7698 | General Elec Plastic | 2010
7698 | General Elec Plastic | 2011
7698 | General Elec Plastic | 2012
7698 | General Elec Plastic | 2013
7698 | General Elec Plastic | 2014
7698 | General Elec Plastic | 2015
7698 | General Elec Plastic | 2016
7698 | General Elec Plastic | 2017
7698 | General Elec Plastic | 2018
7698 | General Elec Plastic | 2019
7698 | General Elec Plastic | 2020
7699 | Tiger Bay | 2000
7699 | Tiger Bay | 2001
7699 | Tiger Bay | 2002
7699 | Tiger Bay | 2003
7699 | Tiger Bay | 2004
7699 | Tiger Bay | 2005
7699 | Tiger Bay | 2006
7699 | Tiger Bay | 2007
7699 | Tiger Bay | 2008
7699 | Tiger Bay | 2009
7699 | Tiger Bay | 2010
7699 | Tiger Bay | 2011
7699 | Tiger Bay | 2012
7699 | Tiger Bay | 2013
7699 | Tiger Bay | 2014
7699 | Tiger Bay | 2015
7699 | Tiger Bay | 2016
7699 | Tiger Bay | 2017
7699 | Tiger Bay | 2018
7699 | Tiger Bay | 2019
7699 | Tiger Bay | 2020
7701 | Fairless Hills | 2004
7701 | Fairless Hills | 2005
7701 | Fairless Hills | 2006
7701 | Fairless Hills | 2007
7701 | Fairless Hills | 2008
7701 | Fairless Hills | 2009
7701 | Fairless Hills | 2010
7701 | Fairless Hills | 2011
7701 | Fairless Hills | 2012
7701 | Fairless Hills | 2013
7701 | Fairless Hills | 2014
7701 | Fairless Hills | 2015
7701 | Fairless Hills | 2016
7701 | Fairless Hills | 2017
7701 | Fairless Hills | 2018
7701 | Fairless Hills | 2019
7701 | Fairless Hills | 2020
7710 | Franklin | 2002
7710 | Franklin | 2003
7710 | Franklin | 2004
7710 | Franklin | 2005
7710 | Franklin | 2006
7710 | Franklin | 2007
7710 | Franklin | 2008
7710 | Franklin | 2009
7710 | Franklin | 2010
7710 | Franklin | 2011
7710 | Franklin | 2012
7710 | Franklin | 2013
7710 | Franklin | 2014
7710 | Franklin | 2015
7710 | Franklin | 2016
7710 | Franklin | 2017
7710 | Franklin | 2018
7710 | Franklin | 2019
7710 | Franklin | 2020
7721 | Theodore Co-Gen Fac | 2000
7721 | Theodore Co-Gen Fac | 2001
7721 | Theodore Co-Gen Fac | 2002
7721 | Theodore Co-Gen Fac | 2003
7721 | Theodore Co-Gen Fac | 2004
7721 | Theodore Co-Gen Fac | 2005
7721 | Theodore Co-Gen Fac | 2006
7721 | Theodore Co-Gen Fac | 2007
7721 | Theodore Co-Gen Fac | 2008
7721 | Theodore Co-Gen Fac | 2009
7721 | Theodore Co-Gen Fac | 2010
7721 | Theodore Co-Gen Fac | 2011
7721 | Theodore Co-Gen Fac | 2012
7721 | Theodore Co-Gen Fac | 2013
7721 | Theodore Co-Gen Fac | 2014
7721 | Theodore Co-Gen Fac | 2015
7721 | Theodore Co-Gen Fac | 2016
7721 | Theodore Co-Gen Fac | 2017
7721 | Theodore Co-Gen Fac | 2018
7721 | Theodore Co-Gen Fac | 2019
7721 | Theodore Co-Gen Fac | 2020
7722 | Watts Bar Nuclear | 2000
7722 | Watts Bar Nuclear | 2001
7722 | Watts Bar Nuclear | 2002
7722 | Watts Bar Nuclear | 2003
7722 | Watts Bar Nuclear | 2004
7722 | Watts Bar Nuclear | 2005
7722 | Watts Bar Nuclear | 2006
7722 | Watts Bar Nuclear | 2007
7722 | Watts Bar Nuclear | 2008
7722 | Watts Bar Nuclear | 2009
7722 | Watts Bar Nuclear | 2010
7722 | Watts Bar Nuclear | 2011
7722 | Watts Bar Nuclear | 2012
7722 | Watts Bar Nuclear | 2013
7722 | Watts Bar Nuclear | 2014
7722 | Watts Bar Nuclear | 2015
7722 | Watts Bar Nuclear | 2016
7722 | Watts Bar Nuclear | 2017
7722 | Watts Bar Nuclear | 2018
7722 | Watts Bar Nuclear | 2019
7722 | Watts Bar Nuclear | 2020
7737 | Cogen South | 2000
7737 | Cogen South | 2003
7737 | Cogen South | 2004
7737 | Cogen South | 2005
7737 | Cogen South | 2006
7737 | Cogen South | 2007
7737 | Cogen South | 2008
7737 | Cogen South | 2009
7737 | Cogen South | 2010
7737 | Cogen South | 2011
7737 | Cogen South | 2012
7737 | Cogen South | 2013
7737 | Cogen South | 2014
7737 | Cogen South | 2015
7737 | Cogen South | 2016
7737 | Cogen South | 2017
7737 | Cogen South | 2018
7737 | Cogen South | 2019
7737 | Cogen South | 2020
7757 | Chouteau | 2000
7757 | Chouteau | 2001
7757 | Chouteau | 2002
7757 | Chouteau | 2003
7757 | Chouteau | 2004
7757 | Chouteau | 2005
7757 | Chouteau | 2006
7757 | Chouteau | 2007
7757 | Chouteau | 2008
7757 | Chouteau | 2009
7757 | Chouteau | 2010
7757 | Chouteau | 2011
7757 | Chouteau | 2012
7757 | Chouteau | 2013
7757 | Chouteau | 2014
7757 | Chouteau | 2015
7757 | Chouteau | 2016
7757 | Chouteau | 2017
7757 | Chouteau | 2018
7757 | Chouteau | 2019
7757 | Chouteau | 2020
7784 | Allegany Cogen | 2000
7784 | Allegany Cogen | 2003
7784 | Allegany Cogen | 2004
7784 | Allegany Cogen | 2005
7784 | Allegany Cogen | 2006
7784 | Allegany Cogen | 2007
7784 | Allegany Cogen | 2008
7784 | Allegany Cogen | 2009
7784 | Allegany Cogen | 2010
7784 | Allegany Cogen | 2011
7784 | Allegany Cogen | 2012
7784 | Allegany Cogen | 2013
7784 | Allegany Cogen | 2014
7784 | Allegany Cogen | 2015
7784 | Allegany Cogen | 2016
7784 | Allegany Cogen | 2017
7784 | Allegany Cogen | 2018
7784 | Allegany Cogen | 2019
7784 | Allegany Cogen | 2020
7790 | Bonanza | 2000
7790 | Bonanza | 2001
7790 | Bonanza | 2002
7790 | Bonanza | 2003
7790 | Bonanza | 2004
7790 | Bonanza | 2005
7790 | Bonanza | 2006
7790 | Bonanza | 2007
7790 | Bonanza | 2008
7790 | Bonanza | 2009
7790 | Bonanza | 2010
7790 | Bonanza | 2011
7790 | Bonanza | 2012
7790 | Bonanza | 2013
7790 | Bonanza | 2014
7790 | Bonanza | 2015
7790 | Bonanza | 2016
7790 | Bonanza | 2017
7790 | Bonanza | 2018
7790 | Bonanza | 2019
7790 | Bonanza | 2020
7805 | Richmond | 2001
7805 | Richmond | 2002
7805 | Richmond | 2010
7805 | Richmond | 2011
7805 | Richmond | 2012
7805 | Richmond | 2013
7805 | Richmond | 2014
7805 | Richmond | 2015
7805 | Richmond | 2016
7805 | Richmond | 2017
7805 | Richmond | 2018
7805 | Richmond | 2019
7805 | Richmond | 2020
7826 | Rowan | 2001
7826 | Rowan | 2002
7826 | Rowan | 2004
7826 | Rowan | 2005
7826 | Rowan | 2006
7826 | Rowan | 2007
7826 | Rowan | 2008
7826 | Rowan | 2009
7826 | Rowan | 2010
7826 | Rowan | 2011
7826 | Rowan | 2012
7826 | Rowan | 2013
7826 | Rowan | 2014
7826 | Rowan | 2015
7826 | Rowan | 2016
7826 | Rowan | 2017
7826 | Rowan | 2018
7826 | Rowan | 2019
7826 | Rowan | 2020
7832 | Roosevelt Biogas 1 | 2002
7832 | Roosevelt Biogas 1 | 2011
7832 | Roosevelt Biogas 1 | 2012
7832 | Roosevelt Biogas 1 | 2013
7832 | Roosevelt Biogas 1 | 2014
7832 | Roosevelt Biogas 1 | 2015
7832 | Roosevelt Biogas 1 | 2016
7832 | Roosevelt Biogas 1 | 2017
7832 | Roosevelt Biogas 1 | 2018
7834 | John S Rainey | 2002
7834 | John S Rainey | 2003
7834 | John S Rainey | 2004
7834 | John S Rainey | 2005
7834 | John S Rainey | 2006
7834 | John S Rainey | 2007
7834 | John S Rainey | 2008
7834 | John S Rainey | 2009
7834 | John S Rainey | 2010
7834 | John S Rainey | 2011
7834 | John S Rainey | 2012
7834 | John S Rainey | 2013
7834 | John S Rainey | 2014
7834 | John S Rainey | 2015
7834 | John S Rainey | 2016
7834 | John S Rainey | 2017
7834 | John S Rainey | 2018
7834 | John S Rainey | 2019
7834 | John S Rainey | 2020
7845 | Lagoon Creek | 2010
7845 | Lagoon Creek | 2011
7845 | Lagoon Creek | 2012
7845 | Lagoon Creek | 2013
7845 | Lagoon Creek | 2014
7845 | Lagoon Creek | 2015
7845 | Lagoon Creek | 2016
7845 | Lagoon Creek | 2017
7845 | Lagoon Creek | 2018
7845 | Lagoon Creek | 2019
7845 | Lagoon Creek | 2020
7846 | Brandy Branch | 2001
7846 | Brandy Branch | 2002
7846 | Brandy Branch | 2005
7846 | Brandy Branch | 2006
7846 | Brandy Branch | 2007
7846 | Brandy Branch | 2008
7846 | Brandy Branch | 2009
7846 | Brandy Branch | 2010
7846 | Brandy Branch | 2011
7846 | Brandy Branch | 2012
7846 | Brandy Branch | 2013
7846 | Brandy Branch | 2014
7846 | Brandy Branch | 2015
7846 | Brandy Branch | 2016
7846 | Brandy Branch | 2017
7846 | Brandy Branch | 2018
7846 | Brandy Branch | 2019
7846 | Brandy Branch | 2020
7870 | Encogen | 2000
7870 | Encogen | 2001
7870 | Encogen | 2002
7870 | Encogen | 2003
7870 | Encogen | 2004
7870 | Encogen | 2005
7870 | Encogen | 2006
7870 | Encogen | 2007
7870 | Encogen | 2008
7870 | Encogen | 2009
7870 | Encogen | 2010
7870 | Encogen | 2011
7870 | Encogen | 2012
7870 | Encogen | 2013
7870 | Encogen | 2014
7870 | Encogen | 2015
7870 | Encogen | 2016
7870 | Encogen | 2017
7870 | Encogen | 2018
7870 | Encogen | 2019
7870 | Encogen | 2020
7873 | H L Culbreath Bayside | 2003
7873 | H L Culbreath Bayside | 2004
7873 | H L Culbreath Bayside | 2005
7873 | H L Culbreath Bayside | 2006
7873 | H L Culbreath Bayside | 2007
7873 | H L Culbreath Bayside | 2008
7873 | H L Culbreath Bayside | 2009
7873 | H L Culbreath Bayside | 2010
7873 | H L Culbreath Bayside | 2011
7873 | H L Culbreath Bayside | 2012
7873 | H L Culbreath Bayside | 2013
7873 | H L Culbreath Bayside | 2014
7873 | H L Culbreath Bayside | 2015
7873 | H L Culbreath Bayside | 2016
7873 | H L Culbreath Bayside | 2017
7873 | H L Culbreath Bayside | 2018
7873 | H L Culbreath Bayside | 2019
7873 | H L Culbreath Bayside | 2020
7887 | Salt Valley | 2004
7887 | Salt Valley | 2005
7887 | Salt Valley | 2006
7887 | Salt Valley | 2007
7887 | Salt Valley | 2008
7887 | Salt Valley | 2009
7887 | Salt Valley | 2010
7887 | Salt Valley | 2011
7887 | Salt Valley | 2012
7887 | Salt Valley | 2013
7887 | Salt Valley | 2014
7887 | Salt Valley | 2015
7887 | Salt Valley | 2016
7887 | Salt Valley | 2017
7887 | Salt Valley | 2018
7887 | Salt Valley | 2019
7887 | Salt Valley | 2020
7897 | E B Harris Electric Generating Plant | 2003
7897 | E B Harris Electric Generating Plant | 2004
7897 | E B Harris Electric Generating Plant | 2005
7897 | E B Harris Electric Generating Plant | 2006
7897 | E B Harris Electric Generating Plant | 2007
7897 | E B Harris Electric Generating Plant | 2008
7897 | E B Harris Electric Generating Plant | 2009
7897 | E B Harris Electric Generating Plant | 2010
7897 | E B Harris Electric Generating Plant | 2011
7897 | E B Harris Electric Generating Plant | 2012
7897 | E B Harris Electric Generating Plant | 2013
7897 | E B Harris Electric Generating Plant | 2014
7897 | E B Harris Electric Generating Plant | 2015
7897 | E B Harris Electric Generating Plant | 2016
7897 | E B Harris Electric Generating Plant | 2017
7897 | E B Harris Electric Generating Plant | 2018
7897 | E B Harris Electric Generating Plant | 2019
7897 | E B Harris Electric Generating Plant | 2020
7900 | Sand Hill | 2002
7900 | Sand Hill | 2004
7900 | Sand Hill | 2005
7900 | Sand Hill | 2006
7900 | Sand Hill | 2007
7900 | Sand Hill | 2008
7900 | Sand Hill | 2009
7900 | Sand Hill | 2010
7900 | Sand Hill | 2011
7900 | Sand Hill | 2012
7900 | Sand Hill | 2013
7900 | Sand Hill | 2014
7900 | Sand Hill | 2015
7900 | Sand Hill | 2016
7900 | Sand Hill | 2017
7900 | Sand Hill | 2018
7900 | Sand Hill | 2019
7900 | Sand Hill | 2020
7902 | Pirkey | 2000
7902 | Pirkey | 2001
7902 | Pirkey | 2002
7902 | Pirkey | 2003
7902 | Pirkey | 2004
7902 | Pirkey | 2005
7902 | Pirkey | 2006
7902 | Pirkey | 2007
7902 | Pirkey | 2008
7902 | Pirkey | 2009
7902 | Pirkey | 2010
7902 | Pirkey | 2011
7902 | Pirkey | 2012
7902 | Pirkey | 2013
7902 | Pirkey | 2014
7902 | Pirkey | 2015
7902 | Pirkey | 2016
7902 | Pirkey | 2017
7902 | Pirkey | 2018
7902 | Pirkey | 2019
7902 | Pirkey | 2020
7917 | Chattahoochee Energy Facility | 2003
7917 | Chattahoochee Energy Facility | 2004
7917 | Chattahoochee Energy Facility | 2005
7917 | Chattahoochee Energy Facility | 2006
7917 | Chattahoochee Energy Facility | 2007
7917 | Chattahoochee Energy Facility | 2008
7917 | Chattahoochee Energy Facility | 2009
7917 | Chattahoochee Energy Facility | 2010
7917 | Chattahoochee Energy Facility | 2011
7917 | Chattahoochee Energy Facility | 2012
7917 | Chattahoochee Energy Facility | 2013
7917 | Chattahoochee Energy Facility | 2014
7917 | Chattahoochee Energy Facility | 2015
7917 | Chattahoochee Energy Facility | 2016
7917 | Chattahoochee Energy Facility | 2017
7917 | Chattahoochee Energy Facility | 2018
7917 | Chattahoochee Energy Facility | 2019
7917 | Chattahoochee Energy Facility | 2020
7931 | Coyote Springs II | 2003
7931 | Coyote Springs II | 2004
7931 | Coyote Springs II | 2005
7931 | Coyote Springs II | 2006
7931 | Coyote Springs II | 2007
7931 | Coyote Springs II | 2008
7931 | Coyote Springs II | 2009
7931 | Coyote Springs II | 2010
7931 | Coyote Springs II | 2011
7931 | Coyote Springs II | 2012
7931 | Coyote Springs II | 2013
7931 | Coyote Springs II | 2014
7931 | Coyote Springs II | 2015
7931 | Coyote Springs II | 2016
7931 | Coyote Springs II | 2017
7931 | Coyote Springs II | 2018
7931 | Coyote Springs II | 2019
7931 | Coyote Springs II | 2020
7946 | Wansley Unit 9 | 2004
7946 | Wansley Unit 9 | 2005
7946 | Wansley Unit 9 | 2006
7946 | Wansley Unit 9 | 2007
7946 | Wansley Unit 9 | 2008
7946 | Wansley Unit 9 | 2009
7946 | Wansley Unit 9 | 2010
7946 | Wansley Unit 9 | 2011
7946 | Wansley Unit 9 | 2012
7946 | Wansley Unit 9 | 2013
7946 | Wansley Unit 9 | 2014
7946 | Wansley Unit 9 | 2015
7946 | Wansley Unit 9 | 2016
7946 | Wansley Unit 9 | 2017
7946 | Wansley Unit 9 | 2018
7946 | Wansley Unit 9 | 2019
7946 | Wansley Unit 9 | 2020
7949 | Hopewell | 2000
7949 | Hopewell | 2001
7951 | Altavista | 2000
7951 | Altavista | 2001
7951 | Altavista | 2002
7952 | Southampton | 2000
7952 | Southampton | 2001
7952 | Southampton | 2002
7985 | Greater Des Moines | 2003
7985 | Greater Des Moines | 2004
7985 | Greater Des Moines | 2005
7985 | Greater Des Moines | 2006
7985 | Greater Des Moines | 2007
7985 | Greater Des Moines | 2008
7985 | Greater Des Moines | 2009
7985 | Greater Des Moines | 2010
7985 | Greater Des Moines | 2011
7985 | Greater Des Moines | 2012
7985 | Greater Des Moines | 2013
7985 | Greater Des Moines | 2014
7985 | Greater Des Moines | 2015
7985 | Greater Des Moines | 2016
7985 | Greater Des Moines | 2017
7985 | Greater Des Moines | 2018
7985 | Greater Des Moines | 2019
7985 | Greater Des Moines | 2020
7991 | West Campus Cogeneration Facility | 2005
7991 | West Campus Cogeneration Facility | 2006
7991 | West Campus Cogeneration Facility | 2007
7991 | West Campus Cogeneration Facility | 2008
7991 | West Campus Cogeneration Facility | 2009
7991 | West Campus Cogeneration Facility | 2010
7991 | West Campus Cogeneration Facility | 2011
7991 | West Campus Cogeneration Facility | 2012
7991 | West Campus Cogeneration Facility | 2013
7991 | West Campus Cogeneration Facility | 2014
7991 | West Campus Cogeneration Facility | 2015
7991 | West Campus Cogeneration Facility | 2016
7991 | West Campus Cogeneration Facility | 2017
7991 | West Campus Cogeneration Facility | 2018
7991 | West Campus Cogeneration Facility | 2019
7991 | West Campus Cogeneration Facility | 2020
7999 | Grays Harbor Energy Facility | 2008
7999 | Grays Harbor Energy Facility | 2009
7999 | Grays Harbor Energy Facility | 2010
7999 | Grays Harbor Energy Facility | 2011
7999 | Grays Harbor Energy Facility | 2012
7999 | Grays Harbor Energy Facility | 2013
7999 | Grays Harbor Energy Facility | 2014
7999 | Grays Harbor Energy Facility | 2015
7999 | Grays Harbor Energy Facility | 2016
7999 | Grays Harbor Energy Facility | 2017
7999 | Grays Harbor Energy Facility | 2018
7999 | Grays Harbor Energy Facility | 2019
7999 | Grays Harbor Energy Facility | 2020
8000 | Beatrice | 2005
8000 | Beatrice | 2006
8000 | Beatrice | 2007
8000 | Beatrice | 2008
8000 | Beatrice | 2009
8000 | Beatrice | 2010
8000 | Beatrice | 2011
8000 | Beatrice | 2012
8000 | Beatrice | 2013
8000 | Beatrice | 2014
8000 | Beatrice | 2015
8000 | Beatrice | 2016
8000 | Beatrice | 2017
8000 | Beatrice | 2018
8000 | Beatrice | 2019
8000 | Beatrice | 2020
8002 | Newington | 2000
8002 | Newington | 2001
8002 | Newington | 2002
8002 | Newington | 2003
8002 | Newington | 2004
8002 | Newington | 2005
8002 | Newington | 2006
8002 | Newington | 2007
8002 | Newington | 2008
8002 | Newington | 2009
8002 | Newington | 2010
8002 | Newington | 2011
8002 | Newington | 2012
8002 | Newington | 2013
8002 | Newington | 2014
8002 | Newington | 2015
8002 | Newington | 2016
8002 | Newington | 2017
8002 | Newington | 2018
8002 | Newington | 2019
8002 | Newington | 2020
8006 | Roseton | 2000
8006 | Roseton | 2001
8006 | Roseton | 2002
8006 | Roseton | 2003
8006 | Roseton | 2004
8006 | Roseton | 2005
8006 | Roseton | 2006
8006 | Roseton | 2007
8006 | Roseton | 2008
8006 | Roseton | 2009
8006 | Roseton | 2010
8006 | Roseton | 2011
8006 | Roseton | 2012
8006 | Roseton | 2013
8006 | Roseton | 2014
8006 | Roseton | 2015
8006 | Roseton | 2016
8006 | Roseton | 2017
8006 | Roseton | 2018
8006 | Roseton | 2019
8006 | Roseton | 2020
8011 | Three Mile Island | 2000
8011 | Three Mile Island | 2001
8011 | Three Mile Island | 2002
8011 | Three Mile Island | 2003
8011 | Three Mile Island | 2004
8011 | Three Mile Island | 2005
8011 | Three Mile Island | 2006
8011 | Three Mile Island | 2007
8011 | Three Mile Island | 2008
8011 | Three Mile Island | 2009
8011 | Three Mile Island | 2010
8011 | Three Mile Island | 2011
8011 | Three Mile Island | 2012
8011 | Three Mile Island | 2013
8011 | Three Mile Island | 2014
8011 | Three Mile Island | 2015
8011 | Three Mile Island | 2016
8011 | Three Mile Island | 2017
8011 | Three Mile Island | 2018
8011 | Three Mile Island | 2019
8023 | Columbia | 2000
8023 | Columbia | 2001
8023 | Columbia | 2002
8023 | Columbia | 2003
8023 | Columbia | 2004
8023 | Columbia | 2005
8023 | Columbia | 2006
8023 | Columbia | 2007
8023 | Columbia | 2008
8023 | Columbia | 2009
8023 | Columbia | 2010
8023 | Columbia | 2011
8023 | Columbia | 2012
8023 | Columbia | 2013
8023 | Columbia | 2014
8023 | Columbia | 2015
8023 | Columbia | 2016
8023 | Columbia | 2017
8023 | Columbia | 2018
8023 | Columbia | 2019
8023 | Columbia | 2020
8024 | Kewaunee | 2000
8024 | Kewaunee | 2001
8024 | Kewaunee | 2002
8024 | Kewaunee | 2003
8024 | Kewaunee | 2004
8024 | Kewaunee | 2005
8024 | Kewaunee | 2006
8024 | Kewaunee | 2007
8024 | Kewaunee | 2008
8024 | Kewaunee | 2009
8024 | Kewaunee | 2010
8024 | Kewaunee | 2011
8024 | Kewaunee | 2012
8024 | Kewaunee | 2013
8031 | Emery Station | 2004
8031 | Emery Station | 2005
8031 | Emery Station | 2006
8031 | Emery Station | 2007
8031 | Emery Station | 2008
8031 | Emery Station | 2009
8031 | Emery Station | 2010
8031 | Emery Station | 2011
8031 | Emery Station | 2012
8031 | Emery Station | 2013
8031 | Emery Station | 2014
8031 | Emery Station | 2015
8031 | Emery Station | 2016
8031 | Emery Station | 2017
8031 | Emery Station | 2018
8031 | Emery Station | 2019
8031 | Emery Station | 2020
8036 | Cooper | 2000
8036 | Cooper | 2001
8036 | Cooper | 2002
8036 | Cooper | 2003
8036 | Cooper | 2004
8036 | Cooper | 2005
8036 | Cooper | 2006
8036 | Cooper | 2007
8036 | Cooper | 2008
8036 | Cooper | 2009
8036 | Cooper | 2010
8036 | Cooper | 2011
8036 | Cooper | 2012
8036 | Cooper | 2013
8036 | Cooper | 2014
8036 | Cooper | 2015
8036 | Cooper | 2016
8036 | Cooper | 2017
8036 | Cooper | 2018
8036 | Cooper | 2019
8036 | Cooper | 2020
8042 | Belews Creek | 2000
8042 | Belews Creek | 2001
8042 | Belews Creek | 2002
8042 | Belews Creek | 2003
8042 | Belews Creek | 2004
8042 | Belews Creek | 2005
8042 | Belews Creek | 2006
8042 | Belews Creek | 2007
8042 | Belews Creek | 2008
8042 | Belews Creek | 2009
8042 | Belews Creek | 2010
8042 | Belews Creek | 2011
8042 | Belews Creek | 2012
8042 | Belews Creek | 2013
8042 | Belews Creek | 2014
8042 | Belews Creek | 2015
8042 | Belews Creek | 2016
8042 | Belews Creek | 2017
8042 | Belews Creek | 2018
8042 | Belews Creek | 2019
8042 | Belews Creek | 2020
8048 | Anclote | 2000
8048 | Anclote | 2001
8048 | Anclote | 2002
8048 | Anclote | 2003
8048 | Anclote | 2004
8048 | Anclote | 2005
8048 | Anclote | 2006
8048 | Anclote | 2007
8048 | Anclote | 2008
8048 | Anclote | 2009
8048 | Anclote | 2010
8048 | Anclote | 2011
8048 | Anclote | 2012
8048 | Anclote | 2013
8048 | Anclote | 2014
8048 | Anclote | 2015
8048 | Anclote | 2016
8048 | Anclote | 2017
8048 | Anclote | 2018
8048 | Anclote | 2019
8048 | Anclote | 2020
8054 | Gerald Andrus | 2000
8054 | Gerald Andrus | 2001
8054 | Gerald Andrus | 2002
8054 | Gerald Andrus | 2003
8054 | Gerald Andrus | 2004
8054 | Gerald Andrus | 2005
8054 | Gerald Andrus | 2006
8054 | Gerald Andrus | 2007
8054 | Gerald Andrus | 2008
8054 | Gerald Andrus | 2009
8054 | Gerald Andrus | 2010
8054 | Gerald Andrus | 2011
8054 | Gerald Andrus | 2012
8054 | Gerald Andrus | 2013
8054 | Gerald Andrus | 2014
8054 | Gerald Andrus | 2015
8054 | Gerald Andrus | 2016
8054 | Gerald Andrus | 2017
8054 | Gerald Andrus | 2018
8054 | Gerald Andrus | 2019
8054 | Gerald Andrus | 2020
8055 | Arkansas Nuclear One | 2000
8055 | Arkansas Nuclear One | 2001
8055 | Arkansas Nuclear One | 2002
8055 | Arkansas Nuclear One | 2003
8055 | Arkansas Nuclear One | 2004
8055 | Arkansas Nuclear One | 2005
8055 | Arkansas Nuclear One | 2006
8055 | Arkansas Nuclear One | 2007
8055 | Arkansas Nuclear One | 2008
8055 | Arkansas Nuclear One | 2009
8055 | Arkansas Nuclear One | 2010
8055 | Arkansas Nuclear One | 2011
8055 | Arkansas Nuclear One | 2012
8055 | Arkansas Nuclear One | 2013
8055 | Arkansas Nuclear One | 2014
8055 | Arkansas Nuclear One | 2015
8055 | Arkansas Nuclear One | 2016
8055 | Arkansas Nuclear One | 2017
8055 | Arkansas Nuclear One | 2018
8055 | Arkansas Nuclear One | 2019
8055 | Arkansas Nuclear One | 2020
8056 | Waterford 1 & 2 | 2000
8056 | Waterford 1 & 2 | 2001
8056 | Waterford 1 & 2 | 2002
8056 | Waterford 1 & 2 | 2003
8056 | Waterford 1 & 2 | 2004
8056 | Waterford 1 & 2 | 2005
8056 | Waterford 1 & 2 | 2006
8056 | Waterford 1 & 2 | 2007
8056 | Waterford 1 & 2 | 2008
8056 | Waterford 1 & 2 | 2009
8056 | Waterford 1 & 2 | 2010
8056 | Waterford 1 & 2 | 2011
8056 | Waterford 1 & 2 | 2012
8056 | Waterford 1 & 2 | 2013
8056 | Waterford 1 & 2 | 2014
8056 | Waterford 1 & 2 | 2015
8056 | Waterford 1 & 2 | 2016
8056 | Waterford 1 & 2 | 2017
8056 | Waterford 1 & 2 | 2018
8056 | Waterford 1 & 2 | 2019
8056 | Waterford 1 & 2 | 2020
8059 | Comanche | 2000
8059 | Comanche | 2001
8059 | Comanche | 2002
8059 | Comanche | 2003
8059 | Comanche | 2004
8059 | Comanche | 2005
8059 | Comanche | 2006
8059 | Comanche | 2007
8059 | Comanche | 2008
8059 | Comanche | 2009
8059 | Comanche | 2010
8059 | Comanche | 2011
8059 | Comanche | 2012
8059 | Comanche | 2013
8059 | Comanche | 2014
8059 | Comanche | 2015
8059 | Comanche | 2016
8059 | Comanche | 2018
8059 | Comanche | 2019
8059 | Comanche | 2020
8063 | DeCordova | 2000
8063 | DeCordova | 2001
8063 | DeCordova | 2002
8063 | DeCordova | 2003
8063 | DeCordova | 2004
8063 | DeCordova | 2005
8063 | DeCordova | 2006
8063 | DeCordova | 2007
8063 | DeCordova | 2008
8063 | DeCordova | 2009
8066 | Jim Bridger | 2000
8066 | Jim Bridger | 2001
8066 | Jim Bridger | 2002
8066 | Jim Bridger | 2003
8066 | Jim Bridger | 2004
8066 | Jim Bridger | 2005
8066 | Jim Bridger | 2006
8066 | Jim Bridger | 2007
8066 | Jim Bridger | 2008
8066 | Jim Bridger | 2009
8066 | Jim Bridger | 2010
8066 | Jim Bridger | 2011
8066 | Jim Bridger | 2012
8066 | Jim Bridger | 2013
8066 | Jim Bridger | 2014
8066 | Jim Bridger | 2015
8066 | Jim Bridger | 2016
8066 | Jim Bridger | 2017
8066 | Jim Bridger | 2018
8066 | Jim Bridger | 2019
8066 | Jim Bridger | 2020
8068 | Santan | 2000
8068 | Santan | 2001
8068 | Santan | 2002
8068 | Santan | 2003
8068 | Santan | 2004
8068 | Santan | 2005
8068 | Santan | 2006
8068 | Santan | 2007
8068 | Santan | 2008
8068 | Santan | 2009
8068 | Santan | 2010
8068 | Santan | 2011
8068 | Santan | 2012
8068 | Santan | 2013
8068 | Santan | 2014
8068 | Santan | 2015
8068 | Santan | 2016
8068 | Santan | 2017
8068 | Santan | 2018
8068 | Santan | 2019
8068 | Santan | 2020
8069 | Huntington | 2000
8069 | Huntington | 2001
8069 | Huntington | 2002
8069 | Huntington | 2003
8069 | Huntington | 2004
8069 | Huntington | 2005
8069 | Huntington | 2006
8069 | Huntington | 2007
8069 | Huntington | 2008
8069 | Huntington | 2009
8069 | Huntington | 2010
8069 | Huntington | 2011
8069 | Huntington | 2012
8069 | Huntington | 2013
8069 | Huntington | 2014
8069 | Huntington | 2015
8069 | Huntington | 2016
8069 | Huntington | 2017
8069 | Huntington | 2018
8069 | Huntington | 2019
8069 | Huntington | 2020
8073 | Beaver | 2000
8073 | Beaver | 2001
8073 | Beaver | 2002
8073 | Beaver | 2003
8073 | Beaver | 2004
8073 | Beaver | 2005
8073 | Beaver | 2006
8073 | Beaver | 2007
8073 | Beaver | 2008
8073 | Beaver | 2009
8073 | Beaver | 2010
8073 | Beaver | 2011
8073 | Beaver | 2012
8073 | Beaver | 2013
8073 | Beaver | 2014
8073 | Beaver | 2015
8073 | Beaver | 2016
8073 | Beaver | 2017
8073 | Beaver | 2018
8073 | Beaver | 2019
8073 | Beaver | 2020
8102 | Gavin Power, LLC | 2000
8102 | Gavin Power, LLC | 2001
8102 | Gavin Power, LLC | 2002
8102 | Gavin Power, LLC | 2003
8102 | Gavin Power, LLC | 2004
8102 | Gavin Power, LLC | 2005
8102 | Gavin Power, LLC | 2006
8102 | Gavin Power, LLC | 2007
8102 | Gavin Power, LLC | 2008
8102 | Gavin Power, LLC | 2009
8102 | Gavin Power, LLC | 2010
8102 | Gavin Power, LLC | 2011
8102 | Gavin Power, LLC | 2012
8102 | Gavin Power, LLC | 2013
8102 | Gavin Power, LLC | 2014
8102 | Gavin Power, LLC | 2015
8102 | Gavin Power, LLC | 2016
8102 | Gavin Power, LLC | 2017
8102 | Gavin Power, LLC | 2018
8102 | Gavin Power, LLC | 2019
8102 | Gavin Power, LLC | 2020
8219 | Ray D Nixon | 2000
8219 | Ray D Nixon | 2001
8219 | Ray D Nixon | 2002
8219 | Ray D Nixon | 2003
8219 | Ray D Nixon | 2004
8219 | Ray D Nixon | 2005
8219 | Ray D Nixon | 2006
8219 | Ray D Nixon | 2007
8219 | Ray D Nixon | 2008
8219 | Ray D Nixon | 2009
8219 | Ray D Nixon | 2010
8219 | Ray D Nixon | 2011
8219 | Ray D Nixon | 2012
8219 | Ray D Nixon | 2013
8219 | Ray D Nixon | 2014
8219 | Ray D Nixon | 2015
8219 | Ray D Nixon | 2016
8219 | Ray D Nixon | 2017
8219 | Ray D Nixon | 2018
8219 | Ray D Nixon | 2019
8219 | Ray D Nixon | 2020
8222 | Coyote | 2000
8222 | Coyote | 2001
8222 | Coyote | 2002
8222 | Coyote | 2003
8222 | Coyote | 2004
8222 | Coyote | 2005
8222 | Coyote | 2006
8222 | Coyote | 2007
8222 | Coyote | 2008
8222 | Coyote | 2009
8222 | Coyote | 2010
8222 | Coyote | 2011
8222 | Coyote | 2012
8222 | Coyote | 2013
8222 | Coyote | 2014
8222 | Coyote | 2015
8222 | Coyote | 2016
8222 | Coyote | 2017
8222 | Coyote | 2018
8222 | Coyote | 2019
8222 | Coyote | 2020
8223 | Springerville | 2000
8223 | Springerville | 2001
8223 | Springerville | 2002
8223 | Springerville | 2003
8223 | Springerville | 2004
8223 | Springerville | 2005
8223 | Springerville | 2006
8223 | Springerville | 2007
8223 | Springerville | 2008
8223 | Springerville | 2009
8223 | Springerville | 2010
8223 | Springerville | 2011
8223 | Springerville | 2012
8223 | Springerville | 2013
8223 | Springerville | 2014
8223 | Springerville | 2015
8223 | Springerville | 2016
8223 | Springerville | 2017
8223 | Springerville | 2018
8223 | Springerville | 2019
8223 | Springerville | 2020
8224 | North Valmy | 2000
8224 | North Valmy | 2001
8224 | North Valmy | 2002
8224 | North Valmy | 2003
8224 | North Valmy | 2004
8224 | North Valmy | 2005
8224 | North Valmy | 2006
8224 | North Valmy | 2007
8224 | North Valmy | 2008
8224 | North Valmy | 2009
8224 | North Valmy | 2010
8224 | North Valmy | 2011
8224 | North Valmy | 2012
8224 | North Valmy | 2013
8224 | North Valmy | 2014
8224 | North Valmy | 2015
8224 | North Valmy | 2016
8224 | North Valmy | 2017
8224 | North Valmy | 2018
8224 | North Valmy | 2019
8224 | North Valmy | 2020
8226 | Cheswick | 2000
8226 | Cheswick | 2001
8226 | Cheswick | 2002
8226 | Cheswick | 2003
8226 | Cheswick | 2004
8226 | Cheswick | 2005
8226 | Cheswick | 2006
8226 | Cheswick | 2007
8226 | Cheswick | 2008
8226 | Cheswick | 2009
8226 | Cheswick | 2010
8226 | Cheswick | 2011
8226 | Cheswick | 2012
8226 | Cheswick | 2013
8226 | Cheswick | 2014
8226 | Cheswick | 2015
8226 | Cheswick | 2016
8226 | Cheswick | 2017
8226 | Cheswick | 2018
8226 | Cheswick | 2019
8226 | Cheswick | 2020
8906 | Astoria | 2000
8906 | Astoria | 2001
8906 | Astoria | 2002
8906 | Astoria | 2003
8906 | Astoria | 2004
8906 | Astoria | 2005
8906 | Astoria | 2006
8906 | Astoria | 2007
8906 | Astoria | 2008
8906 | Astoria | 2009
8906 | Astoria | 2010
8906 | Astoria | 2011
8906 | Astoria | 2012
8906 | Astoria | 2013
8906 | Astoria | 2014
8906 | Astoria | 2015
8906 | Astoria | 2016
8906 | Astoria | 2017
8906 | Astoria | 2018
8906 | Astoria | 2019
8906 | Astoria | 2020
8907 | Indian Point 3 | 2000
8907 | Indian Point 3 | 2001
8907 | Indian Point 3 | 2002
8907 | Indian Point 3 | 2003
8907 | Indian Point 3 | 2004
8907 | Indian Point 3 | 2005
8907 | Indian Point 3 | 2006
8907 | Indian Point 3 | 2007
8907 | Indian Point 3 | 2008
8907 | Indian Point 3 | 2009
8907 | Indian Point 3 | 2010
8907 | Indian Point 3 | 2011
8907 | Indian Point 3 | 2012
8907 | Indian Point 3 | 2013
8907 | Indian Point 3 | 2014
8907 | Indian Point 3 | 2015
8907 | Indian Point 3 | 2016
8907 | Indian Point 3 | 2017
8907 | Indian Point 3 | 2018
8907 | Indian Point 3 | 2019
8907 | Indian Point 3 | 2020
9864 | Cabot Holyoke | 2000
9864 | Cabot Holyoke | 2001
9864 | Cabot Holyoke | 2002
9864 | Cabot Holyoke | 2003
9864 | Cabot Holyoke | 2004
9864 | Cabot Holyoke | 2005
9864 | Cabot Holyoke | 2006
9864 | Cabot Holyoke | 2007
9864 | Cabot Holyoke | 2008
9864 | Cabot Holyoke | 2009
9864 | Cabot Holyoke | 2010
9864 | Cabot Holyoke | 2013
10002 | ACE Cogeneration Co | 2000
10002 | ACE Cogeneration Co | 2001
10002 | ACE Cogeneration Co | 2002
10002 | ACE Cogeneration Co | 2003
10002 | ACE Cogeneration Co | 2004
10002 | ACE Cogeneration Co | 2005
10002 | ACE Cogeneration Co | 2006
10002 | ACE Cogeneration Co | 2007
10002 | ACE Cogeneration Co | 2008
10002 | ACE Cogeneration Co | 2009
10002 | ACE Cogeneration Co | 2010
10002 | ACE Cogeneration Co | 2011
10002 | ACE Cogeneration Co | 2012
10002 | ACE Cogeneration Co | 2013
10002 | ACE Cogeneration Co | 2014
10003 | Colorado Energy Nations Company | 2000
10003 | Colorado Energy Nations Company | 2001
10003 | Colorado Energy Nations Company | 2002
10003 | Colorado Energy Nations Company | 2003
10003 | Colorado Energy Nations Company | 2004
10003 | Colorado Energy Nations Company | 2005
10003 | Colorado Energy Nations Company | 2006
10003 | Colorado Energy Nations Company | 2007
10003 | Colorado Energy Nations Company | 2008
10003 | Colorado Energy Nations Company | 2009
10003 | Colorado Energy Nations Company | 2010
10003 | Colorado Energy Nations Company | 2011
10003 | Colorado Energy Nations Company | 2012
10003 | Colorado Energy Nations Company | 2013
10003 | Colorado Energy Nations Company | 2014
10003 | Colorado Energy Nations Company | 2015
10003 | Colorado Energy Nations Company | 2016
10003 | Colorado Energy Nations Company | 2017
10003 | Colorado Energy Nations Company | 2018
10003 | Colorado Energy Nations Company | 2019
10004 | IMC Agrico Co South Pierce Operations | 2000
10012 | Covanta Warren Energy | 2000
10012 | Covanta Warren Energy | 2001
10012 | Covanta Warren Energy | 2002
10012 | Covanta Warren Energy | 2003
10012 | Covanta Warren Energy | 2004
10012 | Covanta Warren Energy | 2005
10012 | Covanta Warren Energy | 2006
10012 | Covanta Warren Energy | 2007
10012 | Covanta Warren Energy | 2008
10012 | Covanta Warren Energy | 2009
10012 | Covanta Warren Energy | 2010
10012 | Covanta Warren Energy | 2011
10012 | Covanta Warren Energy | 2012
10012 | Covanta Warren Energy | 2013
10012 | Covanta Warren Energy | 2014
10012 | Covanta Warren Energy | 2015
10012 | Covanta Warren Energy | 2016
10012 | Covanta Warren Energy | 2017
10012 | Covanta Warren Energy | 2018
10012 | Covanta Warren Energy | 2019
10013 | Covanta Hennepin Energy | 2000
10013 | Covanta Hennepin Energy | 2001
10013 | Covanta Hennepin Energy | 2002
10013 | Covanta Hennepin Energy | 2003
10013 | Covanta Hennepin Energy | 2004
10013 | Covanta Hennepin Energy | 2005
10013 | Covanta Hennepin Energy | 2006
10013 | Covanta Hennepin Energy | 2007
10013 | Covanta Hennepin Energy | 2008
10013 | Covanta Hennepin Energy | 2009
10013 | Covanta Hennepin Energy | 2010
10013 | Covanta Hennepin Energy | 2011
10013 | Covanta Hennepin Energy | 2012
10013 | Covanta Hennepin Energy | 2013
10013 | Covanta Hennepin Energy | 2014
10013 | Covanta Hennepin Energy | 2015
10013 | Covanta Hennepin Energy | 2016
10013 | Covanta Hennepin Energy | 2017
10013 | Covanta Hennepin Energy | 2018
10013 | Covanta Hennepin Energy | 2019
10013 | Covanta Hennepin Energy | 2020
10025 | Kodak Park Site | 2000
10025 | Kodak Park Site | 2009
10030 | Energy Center Dover | 2003
10030 | Energy Center Dover | 2004
10030 | Energy Center Dover | 2005
10030 | Energy Center Dover | 2006
10030 | Energy Center Dover | 2007
10030 | Energy Center Dover | 2008
10030 | Energy Center Dover | 2009
10030 | Energy Center Dover | 2010
10030 | Energy Center Dover | 2011
10030 | Energy Center Dover | 2012
10030 | Energy Center Dover | 2013
10030 | Energy Center Dover | 2014
10030 | Energy Center Dover | 2015
10030 | Energy Center Dover | 2016
10030 | Energy Center Dover | 2017
10030 | Energy Center Dover | 2018
10030 | Energy Center Dover | 2019
10030 | Energy Center Dover | 2020
10033 | Greater Detroit Resource Recovery | 2000
10033 | Greater Detroit Resource Recovery | 2008
10034 | Calpine Gilroy Cogen LP | 2000
10034 | Calpine Gilroy Cogen LP | 2001
10034 | Calpine Gilroy Cogen LP | 2002
10034 | Calpine Gilroy Cogen LP | 2003
10034 | Calpine Gilroy Cogen LP | 2004
10034 | Calpine Gilroy Cogen LP | 2005
10034 | Calpine Gilroy Cogen LP | 2006
10034 | Calpine Gilroy Cogen LP | 2007
10034 | Calpine Gilroy Cogen LP | 2008
10034 | Calpine Gilroy Cogen LP | 2009
10034 | Calpine Gilroy Cogen LP | 2010
10034 | Calpine Gilroy Cogen LP | 2011
10034 | Calpine Gilroy Cogen LP | 2012
10034 | Calpine Gilroy Cogen LP | 2013
10034 | Calpine Gilroy Cogen LP | 2014
10034 | Calpine Gilroy Cogen LP | 2015
10034 | Calpine Gilroy Cogen LP | 2016
10034 | Calpine Gilroy Cogen LP | 2017
10034 | Calpine Gilroy Cogen LP | 2018
10034 | Calpine Gilroy Cogen LP | 2019
10034 | Calpine Gilroy Cogen LP | 2020
10043 | Logan Generating | 2000
10043 | Logan Generating | 2001
10043 | Logan Generating | 2002
10043 | Logan Generating | 2003
10043 | Logan Generating | 2004
10043 | Logan Generating | 2005
10043 | Logan Generating | 2006
10043 | Logan Generating | 2007
10043 | Logan Generating | 2008
10043 | Logan Generating | 2009
10043 | Logan Generating | 2010
10043 | Logan Generating | 2011
10043 | Logan Generating | 2012
10043 | Logan Generating | 2013
10043 | Logan Generating | 2014
10043 | Logan Generating | 2015
10043 | Logan Generating | 2016
10043 | Logan Generating | 2017
10043 | Logan Generating | 2018
10043 | Logan Generating | 2019
10043 | Logan Generating | 2020
10052 | Fairhaven Power | 2000
10052 | Fairhaven Power | 2001
10052 | Fairhaven Power | 2002
10052 | Fairhaven Power | 2003
10052 | Fairhaven Power | 2004
10052 | Fairhaven Power | 2005
10052 | Fairhaven Power | 2006
10052 | Fairhaven Power | 2007
10052 | Fairhaven Power | 2008
10052 | Fairhaven Power | 2009
10052 | Fairhaven Power | 2010
10052 | Fairhaven Power | 2011
10052 | Fairhaven Power | 2012
10052 | Fairhaven Power | 2013
10052 | Fairhaven Power | 2014
10052 | Fairhaven Power | 2015
10052 | Fairhaven Power | 2016
10052 | Fairhaven Power | 2017
10052 | Fairhaven Power | 2018
10052 | Fairhaven Power | 2019
10052 | Fairhaven Power | 2020
10062 | Miami Dade County Resource Recovery Fac | 2000
10062 | Miami Dade County Resource Recovery Fac | 2001
10062 | Miami Dade County Resource Recovery Fac | 2002
10062 | Miami Dade County Resource Recovery Fac | 2003
10062 | Miami Dade County Resource Recovery Fac | 2004
10062 | Miami Dade County Resource Recovery Fac | 2005
10062 | Miami Dade County Resource Recovery Fac | 2006
10062 | Miami Dade County Resource Recovery Fac | 2007
10062 | Miami Dade County Resource Recovery Fac | 2008
10062 | Miami Dade County Resource Recovery Fac | 2009
10062 | Miami Dade County Resource Recovery Fac | 2010
10062 | Miami Dade County Resource Recovery Fac | 2011
10062 | Miami Dade County Resource Recovery Fac | 2012
10062 | Miami Dade County Resource Recovery Fac | 2013
10062 | Miami Dade County Resource Recovery Fac | 2014
10062 | Miami Dade County Resource Recovery Fac | 2015
10062 | Miami Dade County Resource Recovery Fac | 2016
10062 | Miami Dade County Resource Recovery Fac | 2017
10062 | Miami Dade County Resource Recovery Fac | 2018
10062 | Miami Dade County Resource Recovery Fac | 2019
10062 | Miami Dade County Resource Recovery Fac | 2020
10071 | Cogentrix Portsmouth | 2000
10071 | Cogentrix Portsmouth | 2001
10071 | Cogentrix Portsmouth | 2002
10071 | Cogentrix Portsmouth | 2003
10071 | Cogentrix Portsmouth | 2004
10071 | Cogentrix Portsmouth | 2005
10071 | Cogentrix Portsmouth | 2006
10071 | Cogentrix Portsmouth | 2007
10071 | Cogentrix Portsmouth | 2008
10071 | Cogentrix Portsmouth | 2009
10071 | Cogentrix Portsmouth | 2010
10071 | Cogentrix Portsmouth | 2011
10071 | Cogentrix Portsmouth | 2012
10071 | Cogentrix Portsmouth | 2013
10071 | Cogentrix Portsmouth | 2014
10071 | Cogentrix Portsmouth | 2015
10072 | Engineered Carbons Borger Cogeneration | 2000
10075 | LTV Steel Mining Co Schroeder | 2000
10075 | LTV Steel Mining Co Schroeder | 2001
10075 | LTV Steel Mining Co Schroeder | 2003
10075 | LTV Steel Mining Co Schroeder | 2004
10075 | LTV Steel Mining Co Schroeder | 2005
10075 | LTV Steel Mining Co Schroeder | 2006
10075 | LTV Steel Mining Co Schroeder | 2007
10075 | LTV Steel Mining Co Schroeder | 2008
10075 | LTV Steel Mining Co Schroeder | 2009
10075 | LTV Steel Mining Co Schroeder | 2010
10075 | LTV Steel Mining Co Schroeder | 2011
10075 | LTV Steel Mining Co Schroeder | 2012
10075 | LTV Steel Mining Co Schroeder | 2013
10075 | LTV Steel Mining Co Schroeder | 2014
10075 | LTV Steel Mining Co Schroeder | 2015
10075 | LTV Steel Mining Co Schroeder | 2016
10090 | Commerce Refuse To Energy | 2000
10090 | Commerce Refuse To Energy | 2001
10090 | Commerce Refuse To Energy | 2002
10090 | Commerce Refuse To Energy | 2003
10090 | Commerce Refuse To Energy | 2004
10090 | Commerce Refuse To Energy | 2005
10090 | Commerce Refuse To Energy | 2006
10090 | Commerce Refuse To Energy | 2007
10090 | Commerce Refuse To Energy | 2008
10090 | Commerce Refuse To Energy | 2009
10090 | Commerce Refuse To Energy | 2010
10090 | Commerce Refuse To Energy | 2011
10090 | Commerce Refuse To Energy | 2012
10090 | Commerce Refuse To Energy | 2013
10090 | Commerce Refuse To Energy | 2014
10090 | Commerce Refuse To Energy | 2015
10090 | Commerce Refuse To Energy | 2016
10090 | Commerce Refuse To Energy | 2017
10090 | Commerce Refuse To Energy | 2018
10091 | Total Energy Facilities | 2000
10091 | Total Energy Facilities | 2009
10099 | Pedricktown Cogen Plant | 2000
10099 | Pedricktown Cogen Plant | 2001
10099 | Pedricktown Cogen Plant | 2002
10099 | Pedricktown Cogen Plant | 2003
10099 | Pedricktown Cogen Plant | 2004
10099 | Pedricktown Cogen Plant | 2005
10099 | Pedricktown Cogen Plant | 2006
10099 | Pedricktown Cogen Plant | 2007
10099 | Pedricktown Cogen Plant | 2008
10099 | Pedricktown Cogen Plant | 2009
10099 | Pedricktown Cogen Plant | 2010
10099 | Pedricktown Cogen Plant | 2011
10099 | Pedricktown Cogen Plant | 2012
10099 | Pedricktown Cogen Plant | 2013
10099 | Pedricktown Cogen Plant | 2014
10099 | Pedricktown Cogen Plant | 2015
10099 | Pedricktown Cogen Plant | 2016
10099 | Pedricktown Cogen Plant | 2017
10099 | Pedricktown Cogen Plant | 2018
10099 | Pedricktown Cogen Plant | 2019
10099 | Pedricktown Cogen Plant | 2020
10113 | John B Rich Memorial Power Station | 2000
10113 | John B Rich Memorial Power Station | 2001
10113 | John B Rich Memorial Power Station | 2002
10113 | John B Rich Memorial Power Station | 2003
10113 | John B Rich Memorial Power Station | 2004
10113 | John B Rich Memorial Power Station | 2005
10113 | John B Rich Memorial Power Station | 2006
10113 | John B Rich Memorial Power Station | 2007
10113 | John B Rich Memorial Power Station | 2008
10113 | John B Rich Memorial Power Station | 2009
10113 | John B Rich Memorial Power Station | 2010
10113 | John B Rich Memorial Power Station | 2011
10113 | John B Rich Memorial Power Station | 2012
10113 | John B Rich Memorial Power Station | 2013
10113 | John B Rich Memorial Power Station | 2014
10113 | John B Rich Memorial Power Station | 2015
10113 | John B Rich Memorial Power Station | 2016
10113 | John B Rich Memorial Power Station | 2017
10113 | John B Rich Memorial Power Station | 2018
10113 | John B Rich Memorial Power Station | 2019
10113 | John B Rich Memorial Power Station | 2020
10118 | Harrisburg Facility | 2000
10118 | Harrisburg Facility | 2001
10118 | Harrisburg Facility | 2002
10118 | Harrisburg Facility | 2006
10118 | Harrisburg Facility | 2007
10118 | Harrisburg Facility | 2008
10118 | Harrisburg Facility | 2009
10118 | Harrisburg Facility | 2010
10118 | Harrisburg Facility | 2011
10118 | Harrisburg Facility | 2012
10118 | Harrisburg Facility | 2013
10118 | Harrisburg Facility | 2014
10118 | Harrisburg Facility | 2015
10118 | Harrisburg Facility | 2016
10118 | Harrisburg Facility | 2017
10118 | Harrisburg Facility | 2018
10118 | Harrisburg Facility | 2019
10118 | Harrisburg Facility | 2020
10120 | Hercules Inc Brunswick Plant | 2000
10143 | Colver Green Energy | 2000
10143 | Colver Green Energy | 2001
10143 | Colver Green Energy | 2002
10143 | Colver Green Energy | 2003
10143 | Colver Green Energy | 2004
10143 | Colver Green Energy | 2005
10143 | Colver Green Energy | 2006
10143 | Colver Green Energy | 2007
10143 | Colver Green Energy | 2008
10143 | Colver Green Energy | 2009
10143 | Colver Green Energy | 2010
10143 | Colver Green Energy | 2011
10143 | Colver Green Energy | 2012
10143 | Colver Green Energy | 2013
10143 | Colver Green Energy | 2014
10143 | Colver Green Energy | 2015
10143 | Colver Green Energy | 2016
10143 | Colver Green Energy | 2017
10143 | Colver Green Energy | 2018
10143 | Colver Green Energy | 2019
10143 | Colver Green Energy | 2020
10144 | Lincoln Facility | 2000
10144 | Lincoln Facility | 2009
10148 | White Pine Electric Power | 2004
10148 | White Pine Electric Power | 2005
10148 | White Pine Electric Power | 2006
10148 | White Pine Electric Power | 2007
10148 | White Pine Electric Power | 2008
10148 | White Pine Electric Power | 2009
10148 | White Pine Electric Power | 2010
10148 | White Pine Electric Power | 2011
10148 | White Pine Electric Power | 2012
10148 | White Pine Electric Power | 2013
10148 | White Pine Electric Power | 2014
10148 | White Pine Electric Power | 2015
10148 | White Pine Electric Power | 2016
10151 | Grant Town Power Plant | 2000
10151 | Grant Town Power Plant | 2001
10151 | Grant Town Power Plant | 2002
10151 | Grant Town Power Plant | 2003
10151 | Grant Town Power Plant | 2004
10151 | Grant Town Power Plant | 2005
10151 | Grant Town Power Plant | 2006
10151 | Grant Town Power Plant | 2007
10151 | Grant Town Power Plant | 2008
10151 | Grant Town Power Plant | 2009
10151 | Grant Town Power Plant | 2010
10151 | Grant Town Power Plant | 2011
10151 | Grant Town Power Plant | 2012
10151 | Grant Town Power Plant | 2013
10151 | Grant Town Power Plant | 2014
10151 | Grant Town Power Plant | 2015
10151 | Grant Town Power Plant | 2016
10151 | Grant Town Power Plant | 2017
10151 | Grant Town Power Plant | 2018
10151 | Grant Town Power Plant | 2019
10151 | Grant Town Power Plant | 2020
10156 | Fresno Cogen Partners | 2000
10156 | Fresno Cogen Partners | 2001
10156 | Fresno Cogen Partners | 2002
10156 | Fresno Cogen Partners | 2003
10156 | Fresno Cogen Partners | 2004
10156 | Fresno Cogen Partners | 2005
10156 | Fresno Cogen Partners | 2006
10156 | Fresno Cogen Partners | 2007
10156 | Fresno Cogen Partners | 2008
10156 | Fresno Cogen Partners | 2009
10156 | Fresno Cogen Partners | 2010
10156 | Fresno Cogen Partners | 2011
10156 | Fresno Cogen Partners | 2012
10156 | Fresno Cogen Partners | 2013
10156 | Fresno Cogen Partners | 2014
10156 | Fresno Cogen Partners | 2015
10156 | Fresno Cogen Partners | 2016
10156 | Fresno Cogen Partners | 2017
10156 | Fresno Cogen Partners | 2018
10156 | Fresno Cogen Partners | 2019
10156 | Fresno Cogen Partners | 2020
10167 | Seadrift Coke LP | 2000
10168 | Cardinal Cogen | 2000
10168 | Cardinal Cogen | 2011
10168 | Cardinal Cogen | 2012
10168 | Cardinal Cogen | 2013
10168 | Cardinal Cogen | 2014
10168 | Cardinal Cogen | 2015
10169 | Carson Cogeneration | 2000
10169 | Carson Cogeneration | 2001
10169 | Carson Cogeneration | 2002
10169 | Carson Cogeneration | 2003
10169 | Carson Cogeneration | 2004
10169 | Carson Cogeneration | 2005
10169 | Carson Cogeneration | 2006
10169 | Carson Cogeneration | 2007
10169 | Carson Cogeneration | 2008
10169 | Carson Cogeneration | 2009
10169 | Carson Cogeneration | 2010
10169 | Carson Cogeneration | 2011
10169 | Carson Cogeneration | 2012
10169 | Carson Cogeneration | 2013
10169 | Carson Cogeneration | 2014
10169 | Carson Cogeneration | 2015
10169 | Carson Cogeneration | 2016
10169 | Carson Cogeneration | 2017
10169 | Carson Cogeneration | 2019
10169 | Carson Cogeneration | 2020
10184 | Central Utility Plant | 2000
10186 | Anson Abenaki Hydros | 2000
10187 | Engineered Carbons Echo Cogeneration | 2000
10190 | Castleton Energy Center | 2000
10190 | Castleton Energy Center | 2001
10190 | Castleton Energy Center | 2002
10190 | Castleton Energy Center | 2003
10190 | Castleton Energy Center | 2005
10190 | Castleton Energy Center | 2006
10190 | Castleton Energy Center | 2007
10190 | Castleton Energy Center | 2008
10190 | Castleton Energy Center | 2009
10190 | Castleton Energy Center | 2010
10190 | Castleton Energy Center | 2011
10190 | Castleton Energy Center | 2012
10190 | Castleton Energy Center | 2013
10190 | Castleton Energy Center | 2014
10190 | Castleton Energy Center | 2015
10190 | Castleton Energy Center | 2016
10190 | Castleton Energy Center | 2017
10190 | Castleton Energy Center | 2018
10190 | Castleton Energy Center | 2019
10190 | Castleton Energy Center | 2020
10202 | Jefferson Smurfit Corp | 2000
10202 | Jefferson Smurfit Corp | 2008
10202 | Jefferson Smurfit Corp | 2009
10224 | Merck Rahway Power Plant | 2000
10224 | Merck Rahway Power Plant | 2009
10250 | Bay County Waste to Energy | 2000
10250 | Bay County Waste to Energy | 2001
10250 | Bay County Waste to Energy | 2002
10250 | Bay County Waste to Energy | 2003
10250 | Bay County Waste to Energy | 2004
10250 | Bay County Waste to Energy | 2005
10250 | Bay County Waste to Energy | 2006
10250 | Bay County Waste to Energy | 2007
10250 | Bay County Waste to Energy | 2008
10250 | Bay County Waste to Energy | 2009
10250 | Bay County Waste to Energy | 2010
10250 | Bay County Waste to Energy | 2011
10250 | Bay County Waste to Energy | 2012
10250 | Bay County Waste to Energy | 2013
10250 | Bay County Waste to Energy | 2014
10250 | Bay County Waste to Energy | 2015
10250 | Bay County Waste to Energy | 2016
10250 | Bay County Waste to Energy | 2017
10250 | Bay County Waste to Energy | 2018
10250 | Bay County Waste to Energy | 2019
10250 | Bay County Waste to Energy | 2020
10290 | Bridgewater Power Co LP | 2000
10290 | Bridgewater Power Co LP | 2001
10290 | Bridgewater Power Co LP | 2002
10290 | Bridgewater Power Co LP | 2003
10290 | Bridgewater Power Co LP | 2005
10290 | Bridgewater Power Co LP | 2006
10290 | Bridgewater Power Co LP | 2007
10290 | Bridgewater Power Co LP | 2008
10290 | Bridgewater Power Co LP | 2009
10290 | Bridgewater Power Co LP | 2010
10290 | Bridgewater Power Co LP | 2011
10290 | Bridgewater Power Co LP | 2012
10290 | Bridgewater Power Co LP | 2013
10290 | Bridgewater Power Co LP | 2014
10290 | Bridgewater Power Co LP | 2015
10290 | Bridgewater Power Co LP | 2016
10290 | Bridgewater Power Co LP | 2017
10290 | Bridgewater Power Co LP | 2018
10290 | Bridgewater Power Co LP | 2019
10290 | Bridgewater Power Co LP | 2020
10294 | King City Power Plant | 2000
10294 | King City Power Plant | 2001
10294 | King City Power Plant | 2002
10294 | King City Power Plant | 2003
10294 | King City Power Plant | 2004
10294 | King City Power Plant | 2005
10294 | King City Power Plant | 2006
10294 | King City Power Plant | 2007
10294 | King City Power Plant | 2008
10294 | King City Power Plant | 2009
10294 | King City Power Plant | 2010
10294 | King City Power Plant | 2011
10294 | King City Power Plant | 2012
10294 | King City Power Plant | 2013
10294 | King City Power Plant | 2014
10294 | King City Power Plant | 2015
10294 | King City Power Plant | 2016
10294 | King City Power Plant | 2017
10294 | King City Power Plant | 2018
10294 | King City Power Plant | 2019
10294 | King City Power Plant | 2020
10300 | Desert View Power | 2000
10300 | Desert View Power | 2002
10300 | Desert View Power | 2003
10300 | Desert View Power | 2004
10300 | Desert View Power | 2005
10300 | Desert View Power | 2006
10300 | Desert View Power | 2007
10300 | Desert View Power | 2008
10300 | Desert View Power | 2009
10300 | Desert View Power | 2010
10300 | Desert View Power | 2011
10300 | Desert View Power | 2012
10300 | Desert View Power | 2013
10300 | Desert View Power | 2014
10300 | Desert View Power | 2015
10300 | Desert View Power | 2016
10300 | Desert View Power | 2017
10300 | Desert View Power | 2018
10300 | Desert View Power | 2019
10300 | Desert View Power | 2020
10305 | Dutchess County Resource Recovery Agency | 2000
10305 | Dutchess County Resource Recovery Agency | 2001
10305 | Dutchess County Resource Recovery Agency | 2002
10305 | Dutchess County Resource Recovery Agency | 2003
10305 | Dutchess County Resource Recovery Agency | 2004
10305 | Dutchess County Resource Recovery Agency | 2005
10305 | Dutchess County Resource Recovery Agency | 2006
10305 | Dutchess County Resource Recovery Agency | 2007
10308 | Sayreville Cogeneration Facility | 2000
10308 | Sayreville Cogeneration Facility | 2001
10308 | Sayreville Cogeneration Facility | 2002
10308 | Sayreville Cogeneration Facility | 2003
10308 | Sayreville Cogeneration Facility | 2004
10308 | Sayreville Cogeneration Facility | 2005
10308 | Sayreville Cogeneration Facility | 2006
10308 | Sayreville Cogeneration Facility | 2007
10308 | Sayreville Cogeneration Facility | 2008
10308 | Sayreville Cogeneration Facility | 2009
10308 | Sayreville Cogeneration Facility | 2010
10333 | Central Power & Lime | 2000
10333 | Central Power & Lime | 2001
10333 | Central Power & Lime | 2002
10333 | Central Power & Lime | 2003
10333 | Central Power & Lime | 2004
10333 | Central Power & Lime | 2005
10333 | Central Power & Lime | 2006
10333 | Central Power & Lime | 2007
10333 | Central Power & Lime | 2008
10333 | Central Power & Lime | 2009
10333 | Central Power & Lime | 2010
10333 | Central Power & Lime | 2011
10333 | Central Power & Lime | 2013
10333 | Central Power & Lime | 2014
10333 | Central Power & Lime | 2015
10333 | Central Power & Lime | 2016
10333 | Central Power & Lime | 2017
10333 | Central Power & Lime | 2018
10334 | H Power | 2000
10334 | H Power | 2001
10334 | H Power | 2002
10334 | H Power | 2003
10334 | H Power | 2008
10338 | Maine Energy Recovery | 2000
10338 | Maine Energy Recovery | 2001
10338 | Maine Energy Recovery | 2002
10338 | Maine Energy Recovery | 2003
10338 | Maine Energy Recovery | 2004
10338 | Maine Energy Recovery | 2005
10338 | Maine Energy Recovery | 2006
10338 | Maine Energy Recovery | 2007
10338 | Maine Energy Recovery | 2008
10338 | Maine Energy Recovery | 2009
10338 | Maine Energy Recovery | 2010
10338 | Maine Energy Recovery | 2011
10338 | Maine Energy Recovery | 2012
10342 | Foster Wheeler Martinez | 2000
10342 | Foster Wheeler Martinez | 2001
10342 | Foster Wheeler Martinez | 2002
10342 | Foster Wheeler Martinez | 2003
10342 | Foster Wheeler Martinez | 2004
10342 | Foster Wheeler Martinez | 2005
10342 | Foster Wheeler Martinez | 2006
10342 | Foster Wheeler Martinez | 2007
10342 | Foster Wheeler Martinez | 2008
10342 | Foster Wheeler Martinez | 2009
10342 | Foster Wheeler Martinez | 2010
10342 | Foster Wheeler Martinez | 2011
10342 | Foster Wheeler Martinez | 2012
10342 | Foster Wheeler Martinez | 2013
10342 | Foster Wheeler Martinez | 2014
10342 | Foster Wheeler Martinez | 2015
10342 | Foster Wheeler Martinez | 2016
10342 | Foster Wheeler Martinez | 2017
10342 | Foster Wheeler Martinez | 2018
10342 | Foster Wheeler Martinez | 2019
10342 | Foster Wheeler Martinez | 2020
10343 | Foster Wheeler Mt Carmel Cogen | 2000
10343 | Foster Wheeler Mt Carmel Cogen | 2001
10343 | Foster Wheeler Mt Carmel Cogen | 2002
10343 | Foster Wheeler Mt Carmel Cogen | 2003
10343 | Foster Wheeler Mt Carmel Cogen | 2004
10343 | Foster Wheeler Mt Carmel Cogen | 2005
10343 | Foster Wheeler Mt Carmel Cogen | 2006
10343 | Foster Wheeler Mt Carmel Cogen | 2007
10343 | Foster Wheeler Mt Carmel Cogen | 2008
10343 | Foster Wheeler Mt Carmel Cogen | 2009
10343 | Foster Wheeler Mt Carmel Cogen | 2010
10343 | Foster Wheeler Mt Carmel Cogen | 2011
10343 | Foster Wheeler Mt Carmel Cogen | 2012
10343 | Foster Wheeler Mt Carmel Cogen | 2013
10343 | Foster Wheeler Mt Carmel Cogen | 2014
10343 | Foster Wheeler Mt Carmel Cogen | 2015
10343 | Foster Wheeler Mt Carmel Cogen | 2016
10343 | Foster Wheeler Mt Carmel Cogen | 2017
10343 | Foster Wheeler Mt Carmel Cogen | 2018
10343 | Foster Wheeler Mt Carmel Cogen | 2019
10343 | Foster Wheeler Mt Carmel Cogen | 2020
10344 | Charleston Resource Recovery Facility | 2000
10344 | Charleston Resource Recovery Facility | 2008
10344 | Charleston Resource Recovery Facility | 2009
10346 | Hillman Power Co LLC | 2000
10346 | Hillman Power Co LLC | 2001
10346 | Hillman Power Co LLC | 2002
10346 | Hillman Power Co LLC | 2003
10346 | Hillman Power Co LLC | 2004
10346 | Hillman Power Co LLC | 2005
10346 | Hillman Power Co LLC | 2006
10346 | Hillman Power Co LLC | 2007
10346 | Hillman Power Co LLC | 2008
10346 | Hillman Power Co LLC | 2009
10346 | Hillman Power Co LLC | 2010
10346 | Hillman Power Co LLC | 2011
10346 | Hillman Power Co LLC | 2012
10346 | Hillman Power Co LLC | 2013
10346 | Hillman Power Co LLC | 2014
10346 | Hillman Power Co LLC | 2015
10346 | Hillman Power Co LLC | 2016
10346 | Hillman Power Co LLC | 2017
10346 | Hillman Power Co LLC | 2018
10346 | Hillman Power Co LLC | 2019
10346 | Hillman Power Co LLC | 2020
10347 | Jefferson Power LLC | 2000
10347 | Jefferson Power LLC | 2001
10347 | Jefferson Power LLC | 2002
10347 | Jefferson Power LLC | 2003
10347 | Jefferson Power LLC | 2004
10347 | Jefferson Power LLC | 2005
10347 | Jefferson Power LLC | 2006
10347 | Jefferson Power LLC | 2007
10347 | Jefferson Power LLC | 2008
10347 | Jefferson Power LLC | 2009
10347 | Jefferson Power LLC | 2012
10350 | Greenleaf 1 Power Plant | 2000
10350 | Greenleaf 1 Power Plant | 2001
10350 | Greenleaf 1 Power Plant | 2002
10350 | Greenleaf 1 Power Plant | 2003
10350 | Greenleaf 1 Power Plant | 2004
10350 | Greenleaf 1 Power Plant | 2005
10350 | Greenleaf 1 Power Plant | 2006
10350 | Greenleaf 1 Power Plant | 2007
10350 | Greenleaf 1 Power Plant | 2008
10350 | Greenleaf 1 Power Plant | 2009
10350 | Greenleaf 1 Power Plant | 2010
10350 | Greenleaf 1 Power Plant | 2011
10350 | Greenleaf 1 Power Plant | 2012
10350 | Greenleaf 1 Power Plant | 2013
10350 | Greenleaf 1 Power Plant | 2014
10350 | Greenleaf 1 Power Plant | 2015
10350 | Greenleaf 1 Power Plant | 2016
10350 | Greenleaf 1 Power Plant | 2017
10350 | Greenleaf 1 Power Plant | 2018
10350 | Greenleaf 1 Power Plant | 2019
10354 | Beaver Livermore Falls | 2000
10354 | Beaver Livermore Falls | 2001
10354 | Beaver Livermore Falls | 2002
10354 | Beaver Livermore Falls | 2003
10354 | Beaver Livermore Falls | 2004
10354 | Beaver Livermore Falls | 2005
10354 | Beaver Livermore Falls | 2006
10354 | Beaver Livermore Falls | 2007
10354 | Beaver Livermore Falls | 2008
10354 | Beaver Livermore Falls | 2009
10354 | Beaver Livermore Falls | 2010
10354 | Beaver Livermore Falls | 2011
10354 | Beaver Livermore Falls | 2012
10354 | Beaver Livermore Falls | 2013
10354 | Beaver Livermore Falls | 2014
10354 | Beaver Livermore Falls | 2015
10354 | Beaver Livermore Falls | 2016
10354 | Beaver Livermore Falls | 2017
10354 | Beaver Livermore Falls | 2018
10354 | Beaver Livermore Falls | 2019
10354 | Beaver Livermore Falls | 2020
10356 | Beaver Ashland | 2000
10356 | Beaver Ashland | 2001
10356 | Beaver Ashland | 2002
10356 | Beaver Ashland | 2004
10356 | Beaver Ashland | 2005
10356 | Beaver Ashland | 2006
10356 | Beaver Ashland | 2007
10356 | Beaver Ashland | 2008
10356 | Beaver Ashland | 2009
10356 | Beaver Ashland | 2010
10356 | Beaver Ashland | 2011
10356 | Beaver Ashland | 2014
10356 | Beaver Ashland | 2015
10356 | Beaver Ashland | 2016
10356 | Beaver Ashland | 2017
10356 | Beaver Ashland | 2018
10356 | Beaver Ashland | 2019
10367 | East Third Street Power Plant | 2000
10367 | East Third Street Power Plant | 2001
10367 | East Third Street Power Plant | 2002
10367 | East Third Street Power Plant | 2003
10367 | East Third Street Power Plant | 2004
10367 | East Third Street Power Plant | 2005
10367 | East Third Street Power Plant | 2006
10367 | East Third Street Power Plant | 2007
10367 | East Third Street Power Plant | 2008
10367 | East Third Street Power Plant | 2009
10367 | East Third Street Power Plant | 2010
10367 | East Third Street Power Plant | 2011
10367 | East Third Street Power Plant | 2012
10368 | Loveridge Road Power Plant | 2000
10368 | Loveridge Road Power Plant | 2001
10368 | Loveridge Road Power Plant | 2002
10368 | Loveridge Road Power Plant | 2003
10368 | Loveridge Road Power Plant | 2004
10368 | Loveridge Road Power Plant | 2005
10368 | Loveridge Road Power Plant | 2006
10368 | Loveridge Road Power Plant | 2007
10368 | Loveridge Road Power Plant | 2008
10368 | Loveridge Road Power Plant | 2009
10368 | Loveridge Road Power Plant | 2010
10368 | Loveridge Road Power Plant | 2011
10368 | Loveridge Road Power Plant | 2012
10369 | Wilbur West Power Plant | 2000
10369 | Wilbur West Power Plant | 2002
10369 | Wilbur West Power Plant | 2003
10369 | Wilbur West Power Plant | 2004
10369 | Wilbur West Power Plant | 2005
10369 | Wilbur West Power Plant | 2006
10369 | Wilbur West Power Plant | 2007
10369 | Wilbur West Power Plant | 2008
10369 | Wilbur West Power Plant | 2009
10369 | Wilbur West Power Plant | 2010
10369 | Wilbur West Power Plant | 2011
10369 | Wilbur West Power Plant | 2012
10370 | Wilbur East Power Plant | 2000
10370 | Wilbur East Power Plant | 2002
10370 | Wilbur East Power Plant | 2003
10370 | Wilbur East Power Plant | 2004
10370 | Wilbur East Power Plant | 2005
10370 | Wilbur East Power Plant | 2006
10370 | Wilbur East Power Plant | 2007
10370 | Wilbur East Power Plant | 2008
10370 | Wilbur East Power Plant | 2009
10370 | Wilbur East Power Plant | 2010
10370 | Wilbur East Power Plant | 2011
10370 | Wilbur East Power Plant | 2012
10371 | Nichols Road Power Plant | 2000
10371 | Nichols Road Power Plant | 2002
10371 | Nichols Road Power Plant | 2003
10371 | Nichols Road Power Plant | 2004
10371 | Nichols Road Power Plant | 2005
10371 | Nichols Road Power Plant | 2006
10371 | Nichols Road Power Plant | 2007
10371 | Nichols Road Power Plant | 2008
10371 | Nichols Road Power Plant | 2009
10371 | Nichols Road Power Plant | 2010
10371 | Nichols Road Power Plant | 2011
10371 | Nichols Road Power Plant | 2012
10373 | Hanford | 2000
10373 | Hanford | 2001
10373 | Hanford | 2002
10373 | Hanford | 2003
10373 | Hanford | 2004
10373 | Hanford | 2005
10373 | Hanford | 2006
10373 | Hanford | 2007
10373 | Hanford | 2008
10373 | Hanford | 2009
10373 | Hanford | 2010
10373 | Hanford | 2011
10373 | Hanford | 2012
10377 | Cogentrix Hopewell | 2000
10377 | Cogentrix Hopewell | 2001
10377 | Cogentrix Hopewell | 2002
10377 | Cogentrix Hopewell | 2003
10377 | Cogentrix Hopewell | 2004
10377 | Cogentrix Hopewell | 2005
10377 | Cogentrix Hopewell | 2006
10377 | Cogentrix Hopewell | 2007
10377 | Cogentrix Hopewell | 2008
10377 | Cogentrix Hopewell | 2009
10377 | Cogentrix Hopewell | 2010
10377 | Cogentrix Hopewell | 2011
10377 | Cogentrix Hopewell | 2012
10377 | Cogentrix Hopewell | 2013
10377 | Cogentrix Hopewell | 2014
10377 | Cogentrix Hopewell | 2015
10377 | Cogentrix Hopewell | 2016
10377 | Cogentrix Hopewell | 2017
10377 | Cogentrix Hopewell | 2018
10377 | Cogentrix Hopewell | 2019
10378 | Cogentrix Southport | 2000
10378 | Cogentrix Southport | 2001
10378 | Cogentrix Southport | 2002
10378 | Cogentrix Southport | 2003
10378 | Cogentrix Southport | 2004
10378 | Cogentrix Southport | 2005
10378 | Cogentrix Southport | 2006
10378 | Cogentrix Southport | 2007
10378 | Cogentrix Southport | 2008
10378 | Cogentrix Southport | 2009
10378 | Cogentrix Southport | 2010
10378 | Cogentrix Southport | 2011
10378 | Cogentrix Southport | 2012
10378 | Cogentrix Southport | 2013
10378 | Cogentrix Southport | 2014
10378 | Cogentrix Southport | 2015
10378 | Cogentrix Southport | 2016
10378 | Cogentrix Southport | 2017
10378 | Cogentrix Southport | 2018
10378 | Cogentrix Southport | 2019
10378 | Cogentrix Southport | 2020
10379 | Cogentrix Roxboro | 2000
10379 | Cogentrix Roxboro | 2001
10379 | Cogentrix Roxboro | 2002
10379 | Cogentrix Roxboro | 2003
10379 | Cogentrix Roxboro | 2004
10379 | Cogentrix Roxboro | 2005
10379 | Cogentrix Roxboro | 2006
10379 | Cogentrix Roxboro | 2007
10379 | Cogentrix Roxboro | 2008
10379 | Cogentrix Roxboro | 2009
10379 | Cogentrix Roxboro | 2010
10379 | Cogentrix Roxboro | 2011
10379 | Cogentrix Roxboro | 2012
10379 | Cogentrix Roxboro | 2013
10379 | Cogentrix Roxboro | 2014
10379 | Cogentrix Roxboro | 2015
10379 | Cogentrix Roxboro | 2016
10379 | Cogentrix Roxboro | 2017
10379 | Cogentrix Roxboro | 2018
10379 | Cogentrix Roxboro | 2019
10379 | Cogentrix Roxboro | 2020
10380 | Elizabethtown Power LLC | 2001
10380 | Elizabethtown Power LLC | 2002
10380 | Elizabethtown Power LLC | 2003
10380 | Elizabethtown Power LLC | 2004
10380 | Elizabethtown Power LLC | 2006
10380 | Elizabethtown Power LLC | 2007
10380 | Elizabethtown Power LLC | 2008
10380 | Elizabethtown Power LLC | 2009
10381 | Coastal Carolina Clean Power | 2001
10381 | Coastal Carolina Clean Power | 2002
10381 | Coastal Carolina Clean Power | 2004
10381 | Coastal Carolina Clean Power | 2005
10381 | Coastal Carolina Clean Power | 2006
10381 | Coastal Carolina Clean Power | 2007
10381 | Coastal Carolina Clean Power | 2008
10381 | Coastal Carolina Clean Power | 2009
10381 | Coastal Carolina Clean Power | 2010
10381 | Coastal Carolina Clean Power | 2011
10381 | Coastal Carolina Clean Power | 2012
10381 | Coastal Carolina Clean Power | 2013
10381 | Coastal Carolina Clean Power | 2014
10382 | Lumberton | 2001
10382 | Lumberton | 2002
10382 | Lumberton | 2003
10382 | Lumberton | 2004
10382 | Lumberton | 2005
10382 | Lumberton | 2006
10382 | Lumberton | 2007
10382 | Lumberton | 2008
10382 | Lumberton | 2009
10382 | Lumberton | 2015
10382 | Lumberton | 2016
10382 | Lumberton | 2017
10382 | Lumberton | 2018
10382 | Lumberton | 2019
10382 | Lumberton | 2020
10384 | Cogentrix Dwayne Collier Battle Cogen | 2000
10384 | Cogentrix Dwayne Collier Battle Cogen | 2001
10384 | Cogentrix Dwayne Collier Battle Cogen | 2002
10384 | Cogentrix Dwayne Collier Battle Cogen | 2003
10384 | Cogentrix Dwayne Collier Battle Cogen | 2004
10384 | Cogentrix Dwayne Collier Battle Cogen | 2005
10384 | Cogentrix Dwayne Collier Battle Cogen | 2006
10384 | Cogentrix Dwayne Collier Battle Cogen | 2007
10384 | Cogentrix Dwayne Collier Battle Cogen | 2008
10384 | Cogentrix Dwayne Collier Battle Cogen | 2009
10384 | Cogentrix Dwayne Collier Battle Cogen | 2010
10384 | Cogentrix Dwayne Collier Battle Cogen | 2011
10384 | Cogentrix Dwayne Collier Battle Cogen | 2012
10384 | Cogentrix Dwayne Collier Battle Cogen | 2013
10384 | Cogentrix Dwayne Collier Battle Cogen | 2014
10384 | Cogentrix Dwayne Collier Battle Cogen | 2015
10384 | Cogentrix Dwayne Collier Battle Cogen | 2016
10384 | Cogentrix Dwayne Collier Battle Cogen | 2017
10384 | Cogentrix Dwayne Collier Battle Cogen | 2018
10384 | Cogentrix Dwayne Collier Battle Cogen | 2019
10395 | Coyote Canyon Steam Plant | 2000
10395 | Coyote Canyon Steam Plant | 2001
10395 | Coyote Canyon Steam Plant | 2002
10395 | Coyote Canyon Steam Plant | 2003
10395 | Coyote Canyon Steam Plant | 2004
10395 | Coyote Canyon Steam Plant | 2005
10395 | Coyote Canyon Steam Plant | 2006
10395 | Coyote Canyon Steam Plant | 2007
10395 | Coyote Canyon Steam Plant | 2008
10395 | Coyote Canyon Steam Plant | 2009
10395 | Coyote Canyon Steam Plant | 2010
10395 | Coyote Canyon Steam Plant | 2011
10395 | Coyote Canyon Steam Plant | 2012
10395 | Coyote Canyon Steam Plant | 2013
10395 | Coyote Canyon Steam Plant | 2014
10395 | Coyote Canyon Steam Plant | 2015
10403 | Laidlaw Energy & Environmental Inc | 2000
10403 | Laidlaw Energy & Environmental Inc | 2001
10403 | Laidlaw Energy & Environmental Inc | 2002
10405 | Kingsburg Cogen | 2000
10405 | Kingsburg Cogen | 2001
10405 | Kingsburg Cogen | 2002
10405 | Kingsburg Cogen | 2003
10405 | Kingsburg Cogen | 2004
10405 | Kingsburg Cogen | 2005
10405 | Kingsburg Cogen | 2006
10405 | Kingsburg Cogen | 2007
10405 | Kingsburg Cogen | 2008
10405 | Kingsburg Cogen | 2009
10405 | Kingsburg Cogen | 2010
10405 | Kingsburg Cogen | 2011
10405 | Kingsburg Cogen | 2012
10405 | Kingsburg Cogen | 2013
10405 | Kingsburg Cogen | 2014
10405 | Kingsburg Cogen | 2015
10405 | Kingsburg Cogen | 2016
10405 | Kingsburg Cogen | 2017
10405 | Kingsburg Cogen | 2018
10405 | Kingsburg Cogen | 2019
10405 | Kingsburg Cogen | 2020
10435 | Camden Resource Recovery Facility | 2000
10435 | Camden Resource Recovery Facility | 2001
10435 | Camden Resource Recovery Facility | 2002
10435 | Camden Resource Recovery Facility | 2003
10435 | Camden Resource Recovery Facility | 2004
10435 | Camden Resource Recovery Facility | 2005
10435 | Camden Resource Recovery Facility | 2006
10435 | Camden Resource Recovery Facility | 2007
10435 | Camden Resource Recovery Facility | 2008
10435 | Camden Resource Recovery Facility | 2009
10435 | Camden Resource Recovery Facility | 2010
10435 | Camden Resource Recovery Facility | 2011
10435 | Camden Resource Recovery Facility | 2012
10435 | Camden Resource Recovery Facility | 2013
10435 | Camden Resource Recovery Facility | 2014
10435 | Camden Resource Recovery Facility | 2015
10435 | Camden Resource Recovery Facility | 2016
10435 | Camden Resource Recovery Facility | 2017
10435 | Camden Resource Recovery Facility | 2018
10435 | Camden Resource Recovery Facility | 2019
10435 | Camden Resource Recovery Facility | 2020
10464 | Black River Generation | 2000
10464 | Black River Generation | 2001
10464 | Black River Generation | 2002
10464 | Black River Generation | 2003
10464 | Black River Generation | 2004
10464 | Black River Generation | 2005
10464 | Black River Generation | 2006
10464 | Black River Generation | 2007
10464 | Black River Generation | 2008
10464 | Black River Generation | 2009
10464 | Black River Generation | 2010
10464 | Black River Generation | 2013
10464 | Black River Generation | 2014
10464 | Black River Generation | 2015
10464 | Black River Generation | 2016
10464 | Black River Generation | 2017
10464 | Black River Generation | 2018
10464 | Black River Generation | 2019
10464 | Black River Generation | 2020
10471 | Spadra Landfill Gas to Energy | 2000
10471 | Spadra Landfill Gas to Energy | 2001
10471 | Spadra Landfill Gas to Energy | 2002
10471 | Spadra Landfill Gas to Energy | 2003
10471 | Spadra Landfill Gas to Energy | 2004
10471 | Spadra Landfill Gas to Energy | 2005
10471 | Spadra Landfill Gas to Energy | 2006
10471 | Spadra Landfill Gas to Energy | 2007
10471 | Spadra Landfill Gas to Energy | 2008
10471 | Spadra Landfill Gas to Energy | 2009
10471 | Spadra Landfill Gas to Energy | 2010
10472 | Puente Hills Energy Recovery | 2000
10472 | Puente Hills Energy Recovery | 2001
10472 | Puente Hills Energy Recovery | 2002
10472 | Puente Hills Energy Recovery | 2003
10472 | Puente Hills Energy Recovery | 2004
10472 | Puente Hills Energy Recovery | 2005
10472 | Puente Hills Energy Recovery | 2006
10472 | Puente Hills Energy Recovery | 2007
10472 | Puente Hills Energy Recovery | 2008
10472 | Puente Hills Energy Recovery | 2009
10472 | Puente Hills Energy Recovery | 2010
10473 | Palos Verdes Gas to Energy | 2000
10473 | Palos Verdes Gas to Energy | 2001
10473 | Palos Verdes Gas to Energy | 2002
10473 | Palos Verdes Gas to Energy | 2003
10473 | Palos Verdes Gas to Energy | 2004
10473 | Palos Verdes Gas to Energy | 2005
10473 | Palos Verdes Gas to Energy | 2006
10473 | Palos Verdes Gas to Energy | 2007
10473 | Palos Verdes Gas to Energy | 2008
10473 | Palos Verdes Gas to Energy | 2009
10473 | Palos Verdes Gas to Energy | 2010
10478 | Pitchess Cogen Station | 2000
10478 | Pitchess Cogen Station | 2001
10478 | Pitchess Cogen Station | 2002
10478 | Pitchess Cogen Station | 2003
10478 | Pitchess Cogen Station | 2004
10478 | Pitchess Cogen Station | 2006
10478 | Pitchess Cogen Station | 2007
10478 | Pitchess Cogen Station | 2008
10478 | Pitchess Cogen Station | 2009
10478 | Pitchess Cogen Station | 2010
10485 | Maryland Steel Sparrows Point Inc | 2000
10485 | Maryland Steel Sparrows Point Inc | 2001
10485 | Maryland Steel Sparrows Point Inc | 2002
10485 | Maryland Steel Sparrows Point Inc | 2003
10485 | Maryland Steel Sparrows Point Inc | 2004
10485 | Maryland Steel Sparrows Point Inc | 2005
10485 | Maryland Steel Sparrows Point Inc | 2006
10485 | Maryland Steel Sparrows Point Inc | 2007
10485 | Maryland Steel Sparrows Point Inc | 2008
10485 | Maryland Steel Sparrows Point Inc | 2009
10485 | Maryland Steel Sparrows Point Inc | 2010
10495 | Rumford Cogeneration | 2000
10495 | Rumford Cogeneration | 2001
10495 | Rumford Cogeneration | 2002
10495 | Rumford Cogeneration | 2003
10495 | Rumford Cogeneration | 2004
10495 | Rumford Cogeneration | 2005
10495 | Rumford Cogeneration | 2006
10495 | Rumford Cogeneration | 2007
10495 | Rumford Cogeneration | 2008
10495 | Rumford Cogeneration | 2009
10495 | Rumford Cogeneration | 2010
10495 | Rumford Cogeneration | 2011
10495 | Rumford Cogeneration | 2012
10495 | Rumford Cogeneration | 2013
10495 | Rumford Cogeneration | 2014
10495 | Rumford Cogeneration | 2015
10495 | Rumford Cogeneration | 2016
10495 | Rumford Cogeneration | 2017
10495 | Rumford Cogeneration | 2018
10495 | Rumford Cogeneration | 2019
10495 | Rumford Cogeneration | 2020
10502 | Thermal Energy Dev Partnshp LP | 2000
10502 | Thermal Energy Dev Partnshp LP | 2001
10502 | Thermal Energy Dev Partnshp LP | 2002
10502 | Thermal Energy Dev Partnshp LP | 2003
10502 | Thermal Energy Dev Partnshp LP | 2004
10502 | Thermal Energy Dev Partnshp LP | 2005
10502 | Thermal Energy Dev Partnshp LP | 2006
10502 | Thermal Energy Dev Partnshp LP | 2007
10502 | Thermal Energy Dev Partnshp LP | 2008
10502 | Thermal Energy Dev Partnshp LP | 2009
10502 | Thermal Energy Dev Partnshp LP | 2010
10502 | Thermal Energy Dev Partnshp LP | 2011
10502 | Thermal Energy Dev Partnshp LP | 2012
10502 | Thermal Energy Dev Partnshp LP | 2013
10502 | Thermal Energy Dev Partnshp LP | 2014
10503 | Adirondack Resource Recovery Facility | 2000
10503 | Adirondack Resource Recovery Facility | 2001
10503 | Adirondack Resource Recovery Facility | 2002
10503 | Adirondack Resource Recovery Facility | 2003
10503 | Adirondack Resource Recovery Facility | 2004
10503 | Adirondack Resource Recovery Facility | 2005
10503 | Adirondack Resource Recovery Facility | 2006
10503 | Adirondack Resource Recovery Facility | 2007
10503 | Adirondack Resource Recovery Facility | 2008
10503 | Adirondack Resource Recovery Facility | 2009
10503 | Adirondack Resource Recovery Facility | 2010
10503 | Adirondack Resource Recovery Facility | 2011
10503 | Adirondack Resource Recovery Facility | 2012
10503 | Adirondack Resource Recovery Facility | 2013
10503 | Adirondack Resource Recovery Facility | 2014
10503 | Adirondack Resource Recovery Facility | 2015
10503 | Adirondack Resource Recovery Facility | 2016
10503 | Adirondack Resource Recovery Facility | 2017
10503 | Adirondack Resource Recovery Facility | 2018
10503 | Adirondack Resource Recovery Facility | 2019
10503 | Adirondack Resource Recovery Facility | 2020
10525 | Craven County Wood Energy LP | 2000
10525 | Craven County Wood Energy LP | 2001
10525 | Craven County Wood Energy LP | 2002
10525 | Craven County Wood Energy LP | 2003
10525 | Craven County Wood Energy LP | 2004
10525 | Craven County Wood Energy LP | 2005
10525 | Craven County Wood Energy LP | 2006
10525 | Craven County Wood Energy LP | 2007
10525 | Craven County Wood Energy LP | 2008
10525 | Craven County Wood Energy LP | 2009
10525 | Craven County Wood Energy LP | 2010
10525 | Craven County Wood Energy LP | 2011
10525 | Craven County Wood Energy LP | 2012
10525 | Craven County Wood Energy LP | 2013
10525 | Craven County Wood Energy LP | 2014
10525 | Craven County Wood Energy LP | 2015
10525 | Craven County Wood Energy LP | 2016
10525 | Craven County Wood Energy LP | 2017
10525 | Craven County Wood Energy LP | 2018
10525 | Craven County Wood Energy LP | 2019
10525 | Craven County Wood Energy LP | 2020
10566 | Chambers Cogeneration LP | 2000
10566 | Chambers Cogeneration LP | 2001
10566 | Chambers Cogeneration LP | 2002
10566 | Chambers Cogeneration LP | 2003
10566 | Chambers Cogeneration LP | 2004
10566 | Chambers Cogeneration LP | 2005
10566 | Chambers Cogeneration LP | 2006
10566 | Chambers Cogeneration LP | 2007
10566 | Chambers Cogeneration LP | 2008
10566 | Chambers Cogeneration LP | 2009
10566 | Chambers Cogeneration LP | 2010
10566 | Chambers Cogeneration LP | 2011
10566 | Chambers Cogeneration LP | 2012
10566 | Chambers Cogeneration LP | 2013
10566 | Chambers Cogeneration LP | 2014
10566 | Chambers Cogeneration LP | 2015
10566 | Chambers Cogeneration LP | 2016
10566 | Chambers Cogeneration LP | 2017
10566 | Chambers Cogeneration LP | 2018
10566 | Chambers Cogeneration LP | 2019
10566 | Chambers Cogeneration LP | 2020
10567 | Ahlstrom Fiber Composities | 2000
10567 | Ahlstrom Fiber Composities | 2001
10567 | Ahlstrom Fiber Composities | 2002
10567 | Ahlstrom Fiber Composities | 2003
10567 | Ahlstrom Fiber Composities | 2004
10567 | Ahlstrom Fiber Composities | 2005
10567 | Ahlstrom Fiber Composities | 2006
10567 | Ahlstrom Fiber Composities | 2007
10567 | Ahlstrom Fiber Composities | 2008
10567 | Ahlstrom Fiber Composities | 2009
10567 | Ahlstrom Fiber Composities | 2010
10567 | Ahlstrom Fiber Composities | 2011
10567 | Ahlstrom Fiber Composities | 2012
10567 | Ahlstrom Fiber Composities | 2013
10567 | Ahlstrom Fiber Composities | 2014
10567 | Ahlstrom Fiber Composities | 2015
10567 | Ahlstrom Fiber Composities | 2016
10567 | Ahlstrom Fiber Composities | 2017
10567 | Ahlstrom Fiber Composities | 2018
10567 | Ahlstrom Fiber Composities | 2019
10567 | Ahlstrom Fiber Composities | 2020
10593 | Agrilectric Power Partners Ltd | 2000
10593 | Agrilectric Power Partners Ltd | 2001
10593 | Agrilectric Power Partners Ltd | 2002
10593 | Agrilectric Power Partners Ltd | 2003
10593 | Agrilectric Power Partners Ltd | 2004
10593 | Agrilectric Power Partners Ltd | 2005
10593 | Agrilectric Power Partners Ltd | 2006
10593 | Agrilectric Power Partners Ltd | 2007
10593 | Agrilectric Power Partners Ltd | 2008
10593 | Agrilectric Power Partners Ltd | 2009
10593 | Agrilectric Power Partners Ltd | 2010
10593 | Agrilectric Power Partners Ltd | 2011
10593 | Agrilectric Power Partners Ltd | 2012
10593 | Agrilectric Power Partners Ltd | 2013
10593 | Agrilectric Power Partners Ltd | 2014
10593 | Agrilectric Power Partners Ltd | 2015
10593 | Agrilectric Power Partners Ltd | 2016
10593 | Agrilectric Power Partners Ltd | 2017
10593 | Agrilectric Power Partners Ltd | 2018
10593 | Agrilectric Power Partners Ltd | 2019
10593 | Agrilectric Power Partners Ltd | 2020
10603 | Ebensburg Power | 2000
10603 | Ebensburg Power | 2001
10603 | Ebensburg Power | 2002
10603 | Ebensburg Power | 2003
10603 | Ebensburg Power | 2004
10603 | Ebensburg Power | 2005
10603 | Ebensburg Power | 2006
10603 | Ebensburg Power | 2007
10603 | Ebensburg Power | 2008
10603 | Ebensburg Power | 2009
10603 | Ebensburg Power | 2010
10603 | Ebensburg Power | 2011
10603 | Ebensburg Power | 2012
10603 | Ebensburg Power | 2013
10603 | Ebensburg Power | 2014
10603 | Ebensburg Power | 2015
10603 | Ebensburg Power | 2016
10603 | Ebensburg Power | 2017
10603 | Ebensburg Power | 2018
10603 | Ebensburg Power | 2019
10603 | Ebensburg Power | 2020
10617 | CH Resources Beaver Falls | 2001
10617 | CH Resources Beaver Falls | 2002
10617 | CH Resources Beaver Falls | 2003
10617 | CH Resources Beaver Falls | 2004
10617 | CH Resources Beaver Falls | 2005
10617 | CH Resources Beaver Falls | 2007
10617 | CH Resources Beaver Falls | 2008
10617 | CH Resources Beaver Falls | 2009
10617 | CH Resources Beaver Falls | 2010
10617 | CH Resources Beaver Falls | 2011
10617 | CH Resources Beaver Falls | 2012
10617 | CH Resources Beaver Falls | 2013
10617 | CH Resources Beaver Falls | 2014
10617 | CH Resources Beaver Falls | 2015
10617 | CH Resources Beaver Falls | 2016
10617 | CH Resources Beaver Falls | 2017
10617 | CH Resources Beaver Falls | 2018
10617 | CH Resources Beaver Falls | 2019
10617 | CH Resources Beaver Falls | 2020
10620 | Carthage Energy LLC | 2000
10620 | Carthage Energy LLC | 2001
10620 | Carthage Energy LLC | 2002
10620 | Carthage Energy LLC | 2003
10620 | Carthage Energy LLC | 2004
10620 | Carthage Energy LLC | 2005
10620 | Carthage Energy LLC | 2006
10620 | Carthage Energy LLC | 2007
10620 | Carthage Energy LLC | 2008
10620 | Carthage Energy LLC | 2009
10620 | Carthage Energy LLC | 2010
10620 | Carthage Energy LLC | 2011
10620 | Carthage Energy LLC | 2012
10620 | Carthage Energy LLC | 2013
10620 | Carthage Energy LLC | 2014
10620 | Carthage Energy LLC | 2015
10620 | Carthage Energy LLC | 2016
10620 | Carthage Energy LLC | 2017
10620 | Carthage Energy LLC | 2018
10620 | Carthage Energy LLC | 2019
10620 | Carthage Energy LLC | 2020
10621 | CH Resources Syracuse | 2001
10621 | CH Resources Syracuse | 2002
10621 | CH Resources Syracuse | 2003
10621 | CH Resources Syracuse | 2004
10621 | CH Resources Syracuse | 2005
10621 | CH Resources Syracuse | 2006
10621 | CH Resources Syracuse | 2007
10621 | CH Resources Syracuse | 2008
10621 | CH Resources Syracuse | 2009
10621 | CH Resources Syracuse | 2010
10621 | CH Resources Syracuse | 2011
10621 | CH Resources Syracuse | 2012
10621 | CH Resources Syracuse | 2013
10621 | CH Resources Syracuse | 2014
10621 | CH Resources Syracuse | 2015
10621 | CH Resources Syracuse | 2016
10621 | CH Resources Syracuse | 2017
10621 | CH Resources Syracuse | 2018
10621 | CH Resources Syracuse | 2019
10621 | CH Resources Syracuse | 2020
10629 | Baltimore Refuse Energy Systems Co LP | 2000
10629 | Baltimore Refuse Energy Systems Co LP | 2001
10629 | Baltimore Refuse Energy Systems Co LP | 2002
10629 | Baltimore Refuse Energy Systems Co LP | 2003
10629 | Baltimore Refuse Energy Systems Co LP | 2004
10629 | Baltimore Refuse Energy Systems Co LP | 2005
10629 | Baltimore Refuse Energy Systems Co LP | 2006
10629 | Baltimore Refuse Energy Systems Co LP | 2007
10629 | Baltimore Refuse Energy Systems Co LP | 2008
10629 | Baltimore Refuse Energy Systems Co LP | 2009
10629 | Baltimore Refuse Energy Systems Co LP | 2010
10629 | Baltimore Refuse Energy Systems Co LP | 2011
10629 | Baltimore Refuse Energy Systems Co LP | 2012
10629 | Baltimore Refuse Energy Systems Co LP | 2013
10629 | Baltimore Refuse Energy Systems Co LP | 2014
10629 | Baltimore Refuse Energy Systems Co LP | 2015
10629 | Baltimore Refuse Energy Systems Co LP | 2016
10629 | Baltimore Refuse Energy Systems Co LP | 2017
10629 | Baltimore Refuse Energy Systems Co LP | 2018
10629 | Baltimore Refuse Energy Systems Co LP | 2019
10629 | Baltimore Refuse Energy Systems Co LP | 2020
10633 | Hopewell Cogeneration | 2000
10633 | Hopewell Cogeneration | 2001
10633 | Hopewell Cogeneration | 2002
10633 | Hopewell Cogeneration | 2003
10633 | Hopewell Cogeneration | 2004
10633 | Hopewell Cogeneration | 2005
10633 | Hopewell Cogeneration | 2006
10633 | Hopewell Cogeneration | 2007
10633 | Hopewell Cogeneration | 2008
10633 | Hopewell Cogeneration | 2009
10633 | Hopewell Cogeneration | 2010
10633 | Hopewell Cogeneration | 2011
10633 | Hopewell Cogeneration | 2012
10633 | Hopewell Cogeneration | 2013
10633 | Hopewell Cogeneration | 2014
10633 | Hopewell Cogeneration | 2015
10633 | Hopewell Cogeneration | 2016
10633 | Hopewell Cogeneration | 2017
10633 | Hopewell Cogeneration | 2018
10633 | Hopewell Cogeneration | 2019
10633 | Hopewell Cogeneration | 2020
10640 | Stockton Cogen | 2000
10640 | Stockton Cogen | 2001
10640 | Stockton Cogen | 2002
10640 | Stockton Cogen | 2003
10640 | Stockton Cogen | 2004
10640 | Stockton Cogen | 2005
10640 | Stockton Cogen | 2006
10640 | Stockton Cogen | 2007
10640 | Stockton Cogen | 2008
10640 | Stockton Cogen | 2009
10640 | Stockton Cogen | 2010
10640 | Stockton Cogen | 2011
10640 | Stockton Cogen | 2012
10641 | Cambria CoGen | 2000
10641 | Cambria CoGen | 2001
10641 | Cambria CoGen | 2002
10641 | Cambria CoGen | 2003
10641 | Cambria CoGen | 2004
10641 | Cambria CoGen | 2005
10641 | Cambria CoGen | 2006
10641 | Cambria CoGen | 2007
10641 | Cambria CoGen | 2008
10641 | Cambria CoGen | 2009
10641 | Cambria CoGen | 2010
10641 | Cambria CoGen | 2011
10641 | Cambria CoGen | 2012
10641 | Cambria CoGen | 2013
10641 | Cambria CoGen | 2014
10641 | Cambria CoGen | 2015
10641 | Cambria CoGen | 2016
10641 | Cambria CoGen | 2017
10641 | Cambria CoGen | 2018
10641 | Cambria CoGen | 2019
10642 | American Ref Fuel Co of Hempstead | 2000
10642 | American Ref Fuel Co of Hempstead | 2001
10642 | American Ref Fuel Co of Hempstead | 2002
10642 | American Ref Fuel Co of Hempstead | 2003
10642 | American Ref Fuel Co of Hempstead | 2004
10642 | American Ref Fuel Co of Hempstead | 2005
10642 | American Ref Fuel Co of Hempstead | 2006
10642 | American Ref Fuel Co of Hempstead | 2007
10642 | American Ref Fuel Co of Hempstead | 2008
10642 | American Ref Fuel Co of Hempstead | 2009
10642 | American Ref Fuel Co of Hempstead | 2010
10642 | American Ref Fuel Co of Hempstead | 2011
10642 | American Ref Fuel Co of Hempstead | 2012
10642 | American Ref Fuel Co of Hempstead | 2013
10642 | American Ref Fuel Co of Hempstead | 2014
10642 | American Ref Fuel Co of Hempstead | 2015
10642 | American Ref Fuel Co of Hempstead | 2016
10642 | American Ref Fuel Co of Hempstead | 2017
10642 | American Ref Fuel Co of Hempstead | 2018
10642 | American Ref Fuel Co of Hempstead | 2019
10642 | American Ref Fuel Co of Hempstead | 2020
10646 | American Ref Fuel Co of SE CT | 2000
10646 | American Ref Fuel Co of SE CT | 2001
10646 | American Ref Fuel Co of SE CT | 2002
10646 | American Ref Fuel Co of SE CT | 2003
10646 | American Ref Fuel Co of SE CT | 2004
10646 | American Ref Fuel Co of SE CT | 2005
10646 | American Ref Fuel Co of SE CT | 2006
10646 | American Ref Fuel Co of SE CT | 2007
10646 | American Ref Fuel Co of SE CT | 2008
10646 | American Ref Fuel Co of SE CT | 2009
10646 | American Ref Fuel Co of SE CT | 2010
10646 | American Ref Fuel Co of SE CT | 2011
10646 | American Ref Fuel Co of SE CT | 2012
10646 | American Ref Fuel Co of SE CT | 2013
10646 | American Ref Fuel Co of SE CT | 2014
10646 | American Ref Fuel Co of SE CT | 2015
10646 | American Ref Fuel Co of SE CT | 2016
10646 | American Ref Fuel Co of SE CT | 2017
10646 | American Ref Fuel Co of SE CT | 2018
10646 | American Ref Fuel Co of SE CT | 2019
10646 | American Ref Fuel Co of SE CT | 2020
10652 | Burney Forest Products | 2000
10652 | Burney Forest Products | 2001
10652 | Burney Forest Products | 2002
10652 | Burney Forest Products | 2003
10652 | Burney Forest Products | 2004
10652 | Burney Forest Products | 2005
10652 | Burney Forest Products | 2006
10652 | Burney Forest Products | 2007
10652 | Burney Forest Products | 2008
10652 | Burney Forest Products | 2009
10652 | Burney Forest Products | 2010
10652 | Burney Forest Products | 2011
10652 | Burney Forest Products | 2012
10652 | Burney Forest Products | 2013
10652 | Burney Forest Products | 2014
10652 | Burney Forest Products | 2015
10652 | Burney Forest Products | 2016
10652 | Burney Forest Products | 2017
10652 | Burney Forest Products | 2018
10652 | Burney Forest Products | 2019
10652 | Burney Forest Products | 2020
10661 | Collins Pine Co Project | 2000
10670 | AES Deepwater | 2000
10670 | AES Deepwater | 2001
10670 | AES Deepwater | 2002
10670 | AES Deepwater | 2003
10670 | AES Deepwater | 2004
10670 | AES Deepwater | 2005
10670 | AES Deepwater | 2006
10670 | AES Deepwater | 2007
10670 | AES Deepwater | 2008
10670 | AES Deepwater | 2009
10670 | AES Deepwater | 2010
10670 | AES Deepwater | 2012
10670 | AES Deepwater | 2013
10671 | AES Shady Point | 2000
10671 | AES Shady Point | 2001
10671 | AES Shady Point | 2002
10671 | AES Shady Point | 2003
10671 | AES Shady Point | 2004
10671 | AES Shady Point | 2005
10671 | AES Shady Point | 2006
10671 | AES Shady Point | 2007
10671 | AES Shady Point | 2008
10671 | AES Shady Point | 2009
10671 | AES Shady Point | 2010
10671 | AES Shady Point | 2011
10671 | AES Shady Point | 2012
10671 | AES Shady Point | 2013
10671 | AES Shady Point | 2014
10671 | AES Shady Point | 2015
10671 | AES Shady Point | 2016
10671 | AES Shady Point | 2017
10671 | AES Shady Point | 2018
10671 | AES Shady Point | 2019
10671 | AES Shady Point | 2020
10672 | Cedar Bay Generating Co LP | 2000
10672 | Cedar Bay Generating Co LP | 2001
10672 | Cedar Bay Generating Co LP | 2002
10672 | Cedar Bay Generating Co LP | 2003
10672 | Cedar Bay Generating Co LP | 2004
10672 | Cedar Bay Generating Co LP | 2005
10672 | Cedar Bay Generating Co LP | 2006
10672 | Cedar Bay Generating Co LP | 2007
10672 | Cedar Bay Generating Co LP | 2008
10672 | Cedar Bay Generating Co LP | 2009
10672 | Cedar Bay Generating Co LP | 2010
10672 | Cedar Bay Generating Co LP | 2011
10672 | Cedar Bay Generating Co LP | 2012
10672 | Cedar Bay Generating Co LP | 2013
10672 | Cedar Bay Generating Co LP | 2014
10672 | Cedar Bay Generating Co LP | 2015
10672 | Cedar Bay Generating Co LP | 2016
10673 | AES Hawaii | 2000
10673 | AES Hawaii | 2001
10673 | AES Hawaii | 2002
10673 | AES Hawaii | 2003
10673 | AES Hawaii | 2004
10673 | AES Hawaii | 2005
10673 | AES Hawaii | 2006
10673 | AES Hawaii | 2007
10673 | AES Hawaii | 2008
10673 | AES Hawaii | 2009
10673 | AES Hawaii | 2010
10673 | AES Hawaii | 2011
10673 | AES Hawaii | 2012
10673 | AES Hawaii | 2013
10673 | AES Hawaii | 2014
10673 | AES Hawaii | 2015
10673 | AES Hawaii | 2016
10673 | AES Hawaii | 2017
10673 | AES Hawaii | 2018
10673 | AES Hawaii | 2019
10673 | AES Hawaii | 2020
10675 | AES Thames | 2000
10675 | AES Thames | 2001
10675 | AES Thames | 2002
10675 | AES Thames | 2003
10675 | AES Thames | 2004
10675 | AES Thames | 2005
10675 | AES Thames | 2006
10675 | AES Thames | 2007
10675 | AES Thames | 2008
10675 | AES Thames | 2009
10675 | AES Thames | 2010
10675 | AES Thames | 2011
10676 | AES Beaver Valley Partners Beaver Valley | 2000
10676 | AES Beaver Valley Partners Beaver Valley | 2001
10676 | AES Beaver Valley Partners Beaver Valley | 2002
10676 | AES Beaver Valley Partners Beaver Valley | 2003
10676 | AES Beaver Valley Partners Beaver Valley | 2004
10676 | AES Beaver Valley Partners Beaver Valley | 2005
10676 | AES Beaver Valley Partners Beaver Valley | 2006
10676 | AES Beaver Valley Partners Beaver Valley | 2007
10676 | AES Beaver Valley Partners Beaver Valley | 2008
10676 | AES Beaver Valley Partners Beaver Valley | 2009
10676 | AES Beaver Valley Partners Beaver Valley | 2010
10676 | AES Beaver Valley Partners Beaver Valley | 2011
10676 | AES Beaver Valley Partners Beaver Valley | 2012
10676 | AES Beaver Valley Partners Beaver Valley | 2013
10676 | AES Beaver Valley Partners Beaver Valley | 2014
10676 | AES Beaver Valley Partners Beaver Valley | 2015
10677 | AES Placerita | 2000
10677 | AES Placerita | 2001
10677 | AES Placerita | 2002
10677 | AES Placerita | 2003
10677 | AES Placerita | 2004
10677 | AES Placerita | 2005
10677 | AES Placerita | 2006
10677 | AES Placerita | 2007
10678 | AES Warrior Run Cogeneration Facility | 2000
10678 | AES Warrior Run Cogeneration Facility | 2001
10678 | AES Warrior Run Cogeneration Facility | 2002
10678 | AES Warrior Run Cogeneration Facility | 2003
10678 | AES Warrior Run Cogeneration Facility | 2004
10678 | AES Warrior Run Cogeneration Facility | 2005
10678 | AES Warrior Run Cogeneration Facility | 2006
10678 | AES Warrior Run Cogeneration Facility | 2007
10678 | AES Warrior Run Cogeneration Facility | 2008
10678 | AES Warrior Run Cogeneration Facility | 2009
10678 | AES Warrior Run Cogeneration Facility | 2010
10678 | AES Warrior Run Cogeneration Facility | 2011
10678 | AES Warrior Run Cogeneration Facility | 2012
10678 | AES Warrior Run Cogeneration Facility | 2013
10678 | AES Warrior Run Cogeneration Facility | 2014
10678 | AES Warrior Run Cogeneration Facility | 2015
10678 | AES Warrior Run Cogeneration Facility | 2016
10678 | AES Warrior Run Cogeneration Facility | 2017
10678 | AES Warrior Run Cogeneration Facility | 2018
10678 | AES Warrior Run Cogeneration Facility | 2019
10678 | AES Warrior Run Cogeneration Facility | 2020
10682 | Brush Generation Facility | 2000
10682 | Brush Generation Facility | 2001
10682 | Brush Generation Facility | 2002
10682 | Brush Generation Facility | 2003
10682 | Brush Generation Facility | 2004
10682 | Brush Generation Facility | 2005
10682 | Brush Generation Facility | 2006
10682 | Brush Generation Facility | 2007
10682 | Brush Generation Facility | 2008
10682 | Brush Generation Facility | 2009
10682 | Brush Generation Facility | 2010
10682 | Brush Generation Facility | 2011
10682 | Brush Generation Facility | 2012
10682 | Brush Generation Facility | 2013
10682 | Brush Generation Facility | 2014
10682 | Brush Generation Facility | 2015
10682 | Brush Generation Facility | 2016
10682 | Brush Generation Facility | 2017
10682 | Brush Generation Facility | 2018
10682 | Brush Generation Facility | 2019
10682 | Brush Generation Facility | 2020
10683 | BCP | 2000
10683 | BCP | 2001
10683 | BCP | 2002
10683 | BCP | 2003
10683 | BCP | 2004
10683 | BCP | 2005
10683 | BCP | 2006
10683 | BCP | 2007
10686 | Rapids Energy Center | 2000
10686 | Rapids Energy Center | 2003
10686 | Rapids Energy Center | 2004
10686 | Rapids Energy Center | 2005
10686 | Rapids Energy Center | 2006
10686 | Rapids Energy Center | 2007
10686 | Rapids Energy Center | 2008
10686 | Rapids Energy Center | 2009
10686 | Rapids Energy Center | 2010
10686 | Rapids Energy Center | 2011
10686 | Rapids Energy Center | 2012
10686 | Rapids Energy Center | 2013
10686 | Rapids Energy Center | 2014
10686 | Rapids Energy Center | 2015
10686 | Rapids Energy Center | 2016
10686 | Rapids Energy Center | 2017
10686 | Rapids Energy Center | 2018
10686 | Rapids Energy Center | 2019
10686 | Rapids Energy Center | 2020
10725 | Selkirk Cogen | 2000
10725 | Selkirk Cogen | 2001
10725 | Selkirk Cogen | 2002
10725 | Selkirk Cogen | 2003
10725 | Selkirk Cogen | 2004
10725 | Selkirk Cogen | 2005
10725 | Selkirk Cogen | 2006
10725 | Selkirk Cogen | 2007
10725 | Selkirk Cogen | 2008
10725 | Selkirk Cogen | 2009
10725 | Selkirk Cogen | 2010
10725 | Selkirk Cogen | 2011
10725 | Selkirk Cogen | 2012
10725 | Selkirk Cogen | 2013
10725 | Selkirk Cogen | 2014
10725 | Selkirk Cogen | 2015
10725 | Selkirk Cogen | 2016
10725 | Selkirk Cogen | 2017
10725 | Selkirk Cogen | 2018
10725 | Selkirk Cogen | 2019
10725 | Selkirk Cogen | 2020
10726 | Masspower | 2000
10726 | Masspower | 2001
10726 | Masspower | 2002
10726 | Masspower | 2003
10726 | Masspower | 2004
10726 | Masspower | 2005
10726 | Masspower | 2006
10726 | Masspower | 2007
10726 | Masspower | 2008
10726 | Masspower | 2009
10726 | Masspower | 2010
10726 | Masspower | 2011
10726 | Masspower | 2012
10726 | Masspower | 2013
10726 | Masspower | 2014
10726 | Masspower | 2015
10726 | Masspower | 2016
10726 | Masspower | 2017
10726 | Masspower | 2018
10726 | Masspower | 2019
10726 | Masspower | 2020
10731 | Koopers Susquehanna Plant | 2000
10731 | Koopers Susquehanna Plant | 2001
10731 | Koopers Susquehanna Plant | 2002
10731 | Koopers Susquehanna Plant | 2003
10731 | Koopers Susquehanna Plant | 2004
10731 | Koopers Susquehanna Plant | 2005
10731 | Koopers Susquehanna Plant | 2006
10731 | Koopers Susquehanna Plant | 2007
10731 | Koopers Susquehanna Plant | 2008
10731 | Koopers Susquehanna Plant | 2009
10731 | Koopers Susquehanna Plant | 2010
10731 | Koopers Susquehanna Plant | 2011
10731 | Koopers Susquehanna Plant | 2012
10731 | Koopers Susquehanna Plant | 2013
10741 | Clear Lake Cogeneration Ltd | 2000
10741 | Clear Lake Cogeneration Ltd | 2001
10741 | Clear Lake Cogeneration Ltd | 2002
10741 | Clear Lake Cogeneration Ltd | 2003
10741 | Clear Lake Cogeneration Ltd | 2004
10741 | Clear Lake Cogeneration Ltd | 2005
10741 | Clear Lake Cogeneration Ltd | 2006
10741 | Clear Lake Cogeneration Ltd | 2007
10741 | Clear Lake Cogeneration Ltd | 2008
10741 | Clear Lake Cogeneration Ltd | 2009
10741 | Clear Lake Cogeneration Ltd | 2010
10741 | Clear Lake Cogeneration Ltd | 2011
10741 | Clear Lake Cogeneration Ltd | 2012
10741 | Clear Lake Cogeneration Ltd | 2013
10741 | Clear Lake Cogeneration Ltd | 2014
10741 | Clear Lake Cogeneration Ltd | 2015
10741 | Clear Lake Cogeneration Ltd | 2016
10741 | Clear Lake Cogeneration Ltd | 2017
10743 | Morgantown Energy Facility | 2000
10743 | Morgantown Energy Facility | 2001
10743 | Morgantown Energy Facility | 2002
10743 | Morgantown Energy Facility | 2003
10743 | Morgantown Energy Facility | 2004
10743 | Morgantown Energy Facility | 2005
10743 | Morgantown Energy Facility | 2006
10743 | Morgantown Energy Facility | 2007
10743 | Morgantown Energy Facility | 2008
10743 | Morgantown Energy Facility | 2009
10743 | Morgantown Energy Facility | 2010
10743 | Morgantown Energy Facility | 2011
10743 | Morgantown Energy Facility | 2012
10743 | Morgantown Energy Facility | 2013
10743 | Morgantown Energy Facility | 2014
10743 | Morgantown Energy Facility | 2015
10743 | Morgantown Energy Facility | 2016
10743 | Morgantown Energy Facility | 2017
10743 | Morgantown Energy Facility | 2018
10743 | Morgantown Energy Facility | 2019
10743 | Morgantown Energy Facility | 2020
10745 | Midland Cogeneration Venture | 2000
10745 | Midland Cogeneration Venture | 2001
10745 | Midland Cogeneration Venture | 2002
10745 | Midland Cogeneration Venture | 2003
10745 | Midland Cogeneration Venture | 2004
10745 | Midland Cogeneration Venture | 2005
10745 | Midland Cogeneration Venture | 2006
10745 | Midland Cogeneration Venture | 2007
10745 | Midland Cogeneration Venture | 2008
10745 | Midland Cogeneration Venture | 2009
10745 | Midland Cogeneration Venture | 2010
10745 | Midland Cogeneration Venture | 2011
10745 | Midland Cogeneration Venture | 2012
10745 | Midland Cogeneration Venture | 2013
10745 | Midland Cogeneration Venture | 2014
10745 | Midland Cogeneration Venture | 2015
10745 | Midland Cogeneration Venture | 2016
10745 | Midland Cogeneration Venture | 2017
10745 | Midland Cogeneration Venture | 2018
10745 | Midland Cogeneration Venture | 2019
10745 | Midland Cogeneration Venture | 2020
10746 | American Ref Fuel Co of Delaware Valley LP | 2000
10746 | American Ref Fuel Co of Delaware Valley LP | 2001
10746 | American Ref Fuel Co of Delaware Valley LP | 2002
10746 | American Ref Fuel Co of Delaware Valley LP | 2003
10746 | American Ref Fuel Co of Delaware Valley LP | 2004
10746 | American Ref Fuel Co of Delaware Valley LP | 2005
10746 | American Ref Fuel Co of Delaware Valley LP | 2006
10746 | American Ref Fuel Co of Delaware Valley LP | 2007
10746 | American Ref Fuel Co of Delaware Valley LP | 2008
10746 | American Ref Fuel Co of Delaware Valley LP | 2009
10746 | American Ref Fuel Co of Delaware Valley LP | 2010
10746 | American Ref Fuel Co of Delaware Valley LP | 2011
10746 | American Ref Fuel Co of Delaware Valley LP | 2012
10746 | American Ref Fuel Co of Delaware Valley LP | 2013
10746 | American Ref Fuel Co of Delaware Valley LP | 2014
10746 | American Ref Fuel Co of Delaware Valley LP | 2015
10746 | American Ref Fuel Co of Delaware Valley LP | 2016
10746 | American Ref Fuel Co of Delaware Valley LP | 2017
10746 | American Ref Fuel Co of Delaware Valley LP | 2018
10746 | American Ref Fuel Co of Delaware Valley LP | 2019
10746 | American Ref Fuel Co of Delaware Valley LP | 2020
10751 | Camden Cogen LP | 2000
10751 | Camden Cogen LP | 2001
10751 | Camden Cogen LP | 2002
10751 | Camden Cogen LP | 2003
10751 | Camden Cogen LP | 2004
10751 | Camden Cogen LP | 2005
10751 | Camden Cogen LP | 2006
10751 | Camden Cogen LP | 2007
10751 | Camden Cogen LP | 2008
10751 | Camden Cogen LP | 2009
10751 | Camden Cogen LP | 2010
10751 | Camden Cogen LP | 2011
10751 | Camden Cogen LP | 2012
10751 | Camden Cogen LP | 2013
10751 | Camden Cogen LP | 2014
10751 | Camden Cogen LP | 2015
10751 | Camden Cogen LP | 2016
10751 | Camden Cogen LP | 2017
10751 | Camden Cogen LP | 2018
10751 | Camden Cogen LP | 2019
10751 | Camden Cogen LP | 2020
10755 | American Atlas 1 Cogeneration Plant | 2000
10755 | American Atlas 1 Cogeneration Plant | 2001
10755 | American Atlas 1 Cogeneration Plant | 2002
10755 | American Atlas 1 Cogeneration Plant | 2003
10755 | American Atlas 1 Cogeneration Plant | 2004
10755 | American Atlas 1 Cogeneration Plant | 2005
10755 | American Atlas 1 Cogeneration Plant | 2006
10755 | American Atlas 1 Cogeneration Plant | 2007
10755 | American Atlas 1 Cogeneration Plant | 2008
10755 | American Atlas 1 Cogeneration Plant | 2009
10755 | American Atlas 1 Cogeneration Plant | 2010
10755 | American Atlas 1 Cogeneration Plant | 2011
10755 | American Atlas 1 Cogeneration Plant | 2012
10755 | American Atlas 1 Cogeneration Plant | 2013
10755 | American Atlas 1 Cogeneration Plant | 2014
10755 | American Atlas 1 Cogeneration Plant | 2016
10755 | American Atlas 1 Cogeneration Plant | 2017
10755 | American Atlas 1 Cogeneration Plant | 2018
10755 | American Atlas 1 Cogeneration Plant | 2019
10755 | American Atlas 1 Cogeneration Plant | 2020
10761 | Las Vegas Cogen LP | 2000
10761 | Las Vegas Cogen LP | 2001
10761 | Las Vegas Cogen LP | 2002
10761 | Las Vegas Cogen LP | 2003
10761 | Las Vegas Cogen LP | 2004
10761 | Las Vegas Cogen LP | 2005
10761 | Las Vegas Cogen LP | 2006
10761 | Las Vegas Cogen LP | 2007
10761 | Las Vegas Cogen LP | 2008
10761 | Las Vegas Cogen LP | 2009
10761 | Las Vegas Cogen LP | 2010
10761 | Las Vegas Cogen LP | 2011
10761 | Las Vegas Cogen LP | 2012
10761 | Las Vegas Cogen LP | 2013
10761 | Las Vegas Cogen LP | 2014
10761 | Las Vegas Cogen LP | 2015
10761 | Las Vegas Cogen LP | 2016
10761 | Las Vegas Cogen LP | 2017
10761 | Las Vegas Cogen LP | 2018
10761 | Las Vegas Cogen LP | 2019
10761 | Las Vegas Cogen LP | 2020
10764 | Blue Lake Power LLC | 2000
10764 | Blue Lake Power LLC | 2010
10764 | Blue Lake Power LLC | 2011
10764 | Blue Lake Power LLC | 2012
10764 | Blue Lake Power LLC | 2013
10764 | Blue Lake Power LLC | 2014
10764 | Blue Lake Power LLC | 2015
10764 | Blue Lake Power LLC | 2016
10765 | Indeck Jonesboro Energy Center | 2000
10765 | Indeck Jonesboro Energy Center | 2001
10765 | Indeck Jonesboro Energy Center | 2004
10765 | Indeck Jonesboro Energy Center | 2005
10765 | Indeck Jonesboro Energy Center | 2006
10765 | Indeck Jonesboro Energy Center | 2007
10765 | Indeck Jonesboro Energy Center | 2008
10765 | Indeck Jonesboro Energy Center | 2009
10765 | Indeck Jonesboro Energy Center | 2010
10765 | Indeck Jonesboro Energy Center | 2011
10765 | Indeck Jonesboro Energy Center | 2012
10765 | Indeck Jonesboro Energy Center | 2013
10765 | Indeck Jonesboro Energy Center | 2014
10765 | Indeck Jonesboro Energy Center | 2015
10765 | Indeck Jonesboro Energy Center | 2016
10765 | Indeck Jonesboro Energy Center | 2017
10765 | Indeck Jonesboro Energy Center | 2018
10765 | Indeck Jonesboro Energy Center | 2019
10765 | Indeck Jonesboro Energy Center | 2020
10766 | Indeck West Enfield Energy Center | 2000
10766 | Indeck West Enfield Energy Center | 2001
10766 | Indeck West Enfield Energy Center | 2002
10766 | Indeck West Enfield Energy Center | 2003
10766 | Indeck West Enfield Energy Center | 2004
10766 | Indeck West Enfield Energy Center | 2005
10766 | Indeck West Enfield Energy Center | 2006
10766 | Indeck West Enfield Energy Center | 2007
10766 | Indeck West Enfield Energy Center | 2008
10766 | Indeck West Enfield Energy Center | 2009
10766 | Indeck West Enfield Energy Center | 2010
10766 | Indeck West Enfield Energy Center | 2011
10766 | Indeck West Enfield Energy Center | 2012
10766 | Indeck West Enfield Energy Center | 2013
10766 | Indeck West Enfield Energy Center | 2014
10766 | Indeck West Enfield Energy Center | 2015
10766 | Indeck West Enfield Energy Center | 2016
10766 | Indeck West Enfield Energy Center | 2017
10766 | Indeck West Enfield Energy Center | 2018
10766 | Indeck West Enfield Energy Center | 2019
10766 | Indeck West Enfield Energy Center | 2020
10767 | Rio Bravo Fresno | 2000
10767 | Rio Bravo Fresno | 2001
10767 | Rio Bravo Fresno | 2002
10767 | Rio Bravo Fresno | 2003
10767 | Rio Bravo Fresno | 2004
10767 | Rio Bravo Fresno | 2005
10767 | Rio Bravo Fresno | 2006
10767 | Rio Bravo Fresno | 2007
10767 | Rio Bravo Fresno | 2008
10767 | Rio Bravo Fresno | 2009
10767 | Rio Bravo Fresno | 2010
10767 | Rio Bravo Fresno | 2011
10767 | Rio Bravo Fresno | 2012
10767 | Rio Bravo Fresno | 2013
10767 | Rio Bravo Fresno | 2014
10767 | Rio Bravo Fresno | 2015
10767 | Rio Bravo Fresno | 2016
10767 | Rio Bravo Fresno | 2017
10767 | Rio Bravo Fresno | 2018
10767 | Rio Bravo Fresno | 2019
10767 | Rio Bravo Fresno | 2020
10768 | Rio Bravo Jasmin | 2000
10768 | Rio Bravo Jasmin | 2001
10768 | Rio Bravo Jasmin | 2002
10768 | Rio Bravo Jasmin | 2003
10768 | Rio Bravo Jasmin | 2004
10768 | Rio Bravo Jasmin | 2005
10768 | Rio Bravo Jasmin | 2006
10768 | Rio Bravo Jasmin | 2007
10768 | Rio Bravo Jasmin | 2008
10768 | Rio Bravo Jasmin | 2009
10768 | Rio Bravo Jasmin | 2010
10768 | Rio Bravo Jasmin | 2011
10768 | Rio Bravo Jasmin | 2012
10768 | Rio Bravo Jasmin | 2013
10768 | Rio Bravo Jasmin | 2014
10769 | Rio Bravo Poso | 2000
10769 | Rio Bravo Poso | 2001
10769 | Rio Bravo Poso | 2002
10769 | Rio Bravo Poso | 2003
10769 | Rio Bravo Poso | 2004
10769 | Rio Bravo Poso | 2005
10769 | Rio Bravo Poso | 2006
10769 | Rio Bravo Poso | 2007
10769 | Rio Bravo Poso | 2008
10769 | Rio Bravo Poso | 2009
10769 | Rio Bravo Poso | 2010
10769 | Rio Bravo Poso | 2011
10769 | Rio Bravo Poso | 2012
10769 | Rio Bravo Poso | 2013
10769 | Rio Bravo Poso | 2014
10771 | Hopewell Power Station | 2000
10771 | Hopewell Power Station | 2007
10771 | Hopewell Power Station | 2008
10771 | Hopewell Power Station | 2009
10771 | Hopewell Power Station | 2010
10771 | Hopewell Power Station | 2011
10771 | Hopewell Power Station | 2012
10771 | Hopewell Power Station | 2013
10771 | Hopewell Power Station | 2014
10771 | Hopewell Power Station | 2015
10771 | Hopewell Power Station | 2016
10771 | Hopewell Power Station | 2017
10771 | Hopewell Power Station | 2018
10771 | Hopewell Power Station | 2019
10771 | Hopewell Power Station | 2020
10772 | Rio Bravo Rocklin | 2000
10772 | Rio Bravo Rocklin | 2001
10772 | Rio Bravo Rocklin | 2002
10772 | Rio Bravo Rocklin | 2003
10772 | Rio Bravo Rocklin | 2004
10772 | Rio Bravo Rocklin | 2005
10772 | Rio Bravo Rocklin | 2006
10772 | Rio Bravo Rocklin | 2007
10772 | Rio Bravo Rocklin | 2008
10772 | Rio Bravo Rocklin | 2009
10772 | Rio Bravo Rocklin | 2010
10772 | Rio Bravo Rocklin | 2011
10772 | Rio Bravo Rocklin | 2012
10772 | Rio Bravo Rocklin | 2013
10772 | Rio Bravo Rocklin | 2014
10772 | Rio Bravo Rocklin | 2015
10772 | Rio Bravo Rocklin | 2016
10772 | Rio Bravo Rocklin | 2017
10772 | Rio Bravo Rocklin | 2018
10772 | Rio Bravo Rocklin | 2019
10772 | Rio Bravo Rocklin | 2020
10773 | Altavista Power Station | 2000
10773 | Altavista Power Station | 2003
10773 | Altavista Power Station | 2004
10773 | Altavista Power Station | 2005
10773 | Altavista Power Station | 2006
10773 | Altavista Power Station | 2007
10773 | Altavista Power Station | 2008
10773 | Altavista Power Station | 2009
10773 | Altavista Power Station | 2010
10773 | Altavista Power Station | 2013
10773 | Altavista Power Station | 2014
10773 | Altavista Power Station | 2015
10773 | Altavista Power Station | 2016
10773 | Altavista Power Station | 2017
10773 | Altavista Power Station | 2018
10773 | Altavista Power Station | 2019
10773 | Altavista Power Station | 2020
10774 | Southampton Power Station | 2000
10774 | Southampton Power Station | 2003
10774 | Southampton Power Station | 2004
10774 | Southampton Power Station | 2005
10774 | Southampton Power Station | 2006
10774 | Southampton Power Station | 2007
10774 | Southampton Power Station | 2008
10774 | Southampton Power Station | 2009
10774 | Southampton Power Station | 2010
10774 | Southampton Power Station | 2011
10774 | Southampton Power Station | 2012
10774 | Southampton Power Station | 2013
10774 | Southampton Power Station | 2014
10774 | Southampton Power Station | 2015
10774 | Southampton Power Station | 2016
10774 | Southampton Power Station | 2017
10774 | Southampton Power Station | 2018
10774 | Southampton Power Station | 2019
10774 | Southampton Power Station | 2020
10777 | HL Power | 2000
10777 | HL Power | 2001
10777 | HL Power | 2002
10777 | HL Power | 2003
10777 | HL Power | 2004
10777 | HL Power | 2005
10777 | HL Power | 2006
10777 | HL Power | 2007
10777 | HL Power | 2008
10777 | HL Power | 2009
10777 | HL Power | 2010
10777 | HL Power | 2011
10777 | HL Power | 2012
10777 | HL Power | 2013
10777 | HL Power | 2014
10777 | HL Power | 2015
10777 | HL Power | 2016
10777 | HL Power | 2017
10777 | HL Power | 2018
10777 | HL Power | 2019
10777 | HL Power | 2020
10784 | Colstrip Energy LP | 2000
10784 | Colstrip Energy LP | 2001
10784 | Colstrip Energy LP | 2002
10784 | Colstrip Energy LP | 2003
10784 | Colstrip Energy LP | 2004
10784 | Colstrip Energy LP | 2005
10784 | Colstrip Energy LP | 2006
10784 | Colstrip Energy LP | 2007
10784 | Colstrip Energy LP | 2008
10784 | Colstrip Energy LP | 2009
10784 | Colstrip Energy LP | 2010
10784 | Colstrip Energy LP | 2011
10784 | Colstrip Energy LP | 2012
10784 | Colstrip Energy LP | 2013
10784 | Colstrip Energy LP | 2014
10784 | Colstrip Energy LP | 2015
10784 | Colstrip Energy LP | 2016
10784 | Colstrip Energy LP | 2017
10784 | Colstrip Energy LP | 2018
10784 | Colstrip Energy LP | 2019
10784 | Colstrip Energy LP | 2020
10802 | Lowell Cogen Plant | 2000
10802 | Lowell Cogen Plant | 2001
10802 | Lowell Cogen Plant | 2002
10802 | Lowell Cogen Plant | 2003
10802 | Lowell Cogen Plant | 2004
10802 | Lowell Cogen Plant | 2005
10802 | Lowell Cogen Plant | 2006
10802 | Lowell Cogen Plant | 2007
10802 | Lowell Cogen Plant | 2008
10802 | Lowell Cogen Plant | 2009
10802 | Lowell Cogen Plant | 2010
10802 | Lowell Cogen Plant | 2011
10802 | Lowell Cogen Plant | 2012
10802 | Lowell Cogen Plant | 2013
10803 | AG Energy LP | 2000
10803 | AG Energy LP | 2001
10803 | AG Energy LP | 2002
10803 | AG Energy LP | 2003
10803 | AG Energy LP | 2004
10803 | AG Energy LP | 2005
10803 | AG Energy LP | 2006
10803 | AG Energy LP | 2007
10805 | Kenilworth Energy Facility | 2000
10805 | Kenilworth Energy Facility | 2001
10805 | Kenilworth Energy Facility | 2002
10805 | Kenilworth Energy Facility | 2003
10805 | Kenilworth Energy Facility | 2004
10805 | Kenilworth Energy Facility | 2005
10805 | Kenilworth Energy Facility | 2006
10805 | Kenilworth Energy Facility | 2007
10805 | Kenilworth Energy Facility | 2008
10805 | Kenilworth Energy Facility | 2009
10805 | Kenilworth Energy Facility | 2010
10805 | Kenilworth Energy Facility | 2011
10805 | Kenilworth Energy Facility | 2012
10805 | Kenilworth Energy Facility | 2013
10805 | Kenilworth Energy Facility | 2014
10805 | Kenilworth Energy Facility | 2015
10805 | Kenilworth Energy Facility | 2016
10805 | Kenilworth Energy Facility | 2017
10805 | Kenilworth Energy Facility | 2018
10805 | Kenilworth Energy Facility | 2019
10805 | Kenilworth Energy Facility | 2020
10810 | NTC MCRD Energy Facility | 2000
10810 | NTC MCRD Energy Facility | 2002
10810 | NTC MCRD Energy Facility | 2003
10810 | NTC MCRD Energy Facility | 2005
10810 | NTC MCRD Energy Facility | 2006
10810 | NTC MCRD Energy Facility | 2007
10810 | NTC MCRD Energy Facility | 2008
10810 | NTC MCRD Energy Facility | 2009
10810 | NTC MCRD Energy Facility | 2010
10810 | NTC MCRD Energy Facility | 2011
10810 | NTC MCRD Energy Facility | 2012
10810 | NTC MCRD Energy Facility | 2013
10810 | NTC MCRD Energy Facility | 2014
10810 | NTC MCRD Energy Facility | 2015
10810 | NTC MCRD Energy Facility | 2016
10810 | NTC MCRD Energy Facility | 2017
10810 | NTC MCRD Energy Facility | 2018
10811 | Naval Station Energy Facility | 2000
10811 | Naval Station Energy Facility | 2001
10811 | Naval Station Energy Facility | 2002
10811 | Naval Station Energy Facility | 2003
10811 | Naval Station Energy Facility | 2005
10811 | Naval Station Energy Facility | 2006
10811 | Naval Station Energy Facility | 2007
10811 | Naval Station Energy Facility | 2008
10811 | Naval Station Energy Facility | 2009
10811 | Naval Station Energy Facility | 2010
10811 | Naval Station Energy Facility | 2011
10811 | Naval Station Energy Facility | 2012
10811 | Naval Station Energy Facility | 2013
10811 | Naval Station Energy Facility | 2014
10811 | Naval Station Energy Facility | 2015
10811 | Naval Station Energy Facility | 2016
10811 | Naval Station Energy Facility | 2017
10811 | Naval Station Energy Facility | 2018
10812 | North Island Energy Facility | 2000
10812 | North Island Energy Facility | 2002
10812 | North Island Energy Facility | 2003
10812 | North Island Energy Facility | 2005
10812 | North Island Energy Facility | 2006
10812 | North Island Energy Facility | 2007
10812 | North Island Energy Facility | 2008
10812 | North Island Energy Facility | 2009
10812 | North Island Energy Facility | 2010
10812 | North Island Energy Facility | 2011
10812 | North Island Energy Facility | 2012
10812 | North Island Energy Facility | 2013
10812 | North Island Energy Facility | 2014
10812 | North Island Energy Facility | 2015
10812 | North Island Energy Facility | 2016
10812 | North Island Energy Facility | 2017
10812 | North Island Energy Facility | 2018
10819 | Ada Cogeneration LP | 2000
10819 | Ada Cogeneration LP | 2001
10819 | Ada Cogeneration LP | 2002
10819 | Ada Cogeneration LP | 2003
10819 | Ada Cogeneration LP | 2004
10819 | Ada Cogeneration LP | 2005
10819 | Ada Cogeneration LP | 2006
10819 | Ada Cogeneration LP | 2007
10819 | Ada Cogeneration LP | 2008
10819 | Ada Cogeneration LP | 2009
10819 | Ada Cogeneration LP | 2010
10819 | Ada Cogeneration LP | 2011
10819 | Ada Cogeneration LP | 2012
10819 | Ada Cogeneration LP | 2013
10819 | Ada Cogeneration LP | 2014
10819 | Ada Cogeneration LP | 2015
10819 | Ada Cogeneration LP | 2016
10819 | Ada Cogeneration LP | 2017
10819 | Ada Cogeneration LP | 2018
10819 | Ada Cogeneration LP | 2019
10819 | Ada Cogeneration LP | 2020
10822 | Grayling Generating Station | 2000
10822 | Grayling Generating Station | 2001
10822 | Grayling Generating Station | 2002
10822 | Grayling Generating Station | 2003
10822 | Grayling Generating Station | 2004
10822 | Grayling Generating Station | 2005
10822 | Grayling Generating Station | 2006
10822 | Grayling Generating Station | 2007
10822 | Grayling Generating Station | 2008
10822 | Grayling Generating Station | 2009
10822 | Grayling Generating Station | 2010
10822 | Grayling Generating Station | 2011
10822 | Grayling Generating Station | 2012
10822 | Grayling Generating Station | 2013
10822 | Grayling Generating Station | 2014
10822 | Grayling Generating Station | 2015
10822 | Grayling Generating Station | 2016
10822 | Grayling Generating Station | 2017
10822 | Grayling Generating Station | 2018
10822 | Grayling Generating Station | 2019
10822 | Grayling Generating Station | 2020
10835 | Boralex Athens Energy | 2000
10835 | Boralex Athens Energy | 2001
10835 | Boralex Athens Energy | 2002
10836 | Woodland Biomass Power Ltd | 2000
10836 | Woodland Biomass Power Ltd | 2001
10836 | Woodland Biomass Power Ltd | 2002
10836 | Woodland Biomass Power Ltd | 2003
10836 | Woodland Biomass Power Ltd | 2004
10836 | Woodland Biomass Power Ltd | 2005
10836 | Woodland Biomass Power Ltd | 2006
10836 | Woodland Biomass Power Ltd | 2007
10836 | Woodland Biomass Power Ltd | 2008
10836 | Woodland Biomass Power Ltd | 2009
10836 | Woodland Biomass Power Ltd | 2010
10836 | Woodland Biomass Power Ltd | 2011
10836 | Woodland Biomass Power Ltd | 2012
10836 | Woodland Biomass Power Ltd | 2013
10836 | Woodland Biomass Power Ltd | 2014
10836 | Woodland Biomass Power Ltd | 2015
10836 | Woodland Biomass Power Ltd | 2016
10836 | Woodland Biomass Power Ltd | 2017
10836 | Woodland Biomass Power Ltd | 2018
10836 | Woodland Biomass Power Ltd | 2019
10836 | Woodland Biomass Power Ltd | 2020
10837 | AES Mendota | 2000
10837 | AES Mendota | 2001
10837 | AES Mendota | 2002
10837 | AES Mendota | 2003
10837 | AES Mendota | 2004
10837 | AES Mendota | 2005
10837 | AES Mendota | 2006
10837 | AES Mendota | 2007
10837 | AES Mendota | 2008
10837 | AES Mendota | 2009
10837 | AES Mendota | 2010
10837 | AES Mendota | 2011
10837 | AES Mendota | 2012
10837 | AES Mendota | 2013
10837 | AES Mendota | 2014
10837 | AES Mendota | 2015
10838 | Hemphill Power & Light | 2000
10838 | Hemphill Power & Light | 2001
10838 | Hemphill Power & Light | 2002
10838 | Hemphill Power & Light | 2003
10838 | Hemphill Power & Light | 2004
10838 | Hemphill Power & Light | 2005
10838 | Hemphill Power & Light | 2006
10838 | Hemphill Power & Light | 2007
10838 | Hemphill Power & Light | 2008
10838 | Hemphill Power & Light | 2009
10838 | Hemphill Power & Light | 2010
10838 | Hemphill Power & Light | 2011
10838 | Hemphill Power & Light | 2012
10838 | Hemphill Power & Light | 2013
10838 | Hemphill Power & Light | 2014
10838 | Hemphill Power & Light | 2015
10838 | Hemphill Power & Light | 2016
10838 | Hemphill Power & Light | 2017
10838 | Hemphill Power & Light | 2018
10838 | Hemphill Power & Light | 2019
10838 | Hemphill Power & Light | 2020
10839 | DG Whitefield LLC | 2000
10839 | DG Whitefield LLC | 2001
10839 | DG Whitefield LLC | 2002
10839 | DG Whitefield LLC | 2003
10839 | DG Whitefield LLC | 2004
10839 | DG Whitefield LLC | 2005
10839 | DG Whitefield LLC | 2006
10839 | DG Whitefield LLC | 2007
10839 | DG Whitefield LLC | 2008
10839 | DG Whitefield LLC | 2009
10839 | DG Whitefield LLC | 2010
10839 | DG Whitefield LLC | 2011
10839 | DG Whitefield LLC | 2012
10839 | DG Whitefield LLC | 2013
10839 | DG Whitefield LLC | 2014
10839 | DG Whitefield LLC | 2015
10839 | DG Whitefield LLC | 2016
10839 | DG Whitefield LLC | 2017
10839 | DG Whitefield LLC | 2018
10839 | DG Whitefield LLC | 2019
10840 | Covanta Delano Energy | 2000
10840 | Covanta Delano Energy | 2001
10840 | Covanta Delano Energy | 2002
10840 | Covanta Delano Energy | 2003
10840 | Covanta Delano Energy | 2004
10840 | Covanta Delano Energy | 2005
10840 | Covanta Delano Energy | 2006
10840 | Covanta Delano Energy | 2007
10840 | Covanta Delano Energy | 2008
10840 | Covanta Delano Energy | 2009
10840 | Covanta Delano Energy | 2010
10840 | Covanta Delano Energy | 2011
10840 | Covanta Delano Energy | 2012
10840 | Covanta Delano Energy | 2013
10840 | Covanta Delano Energy | 2014
10840 | Covanta Delano Energy | 2015
10840 | Covanta Delano Energy | 2018
10850 | Mojave Cogen | 2000
10850 | Mojave Cogen | 2001
10850 | Mojave Cogen | 2002
10850 | Mojave Cogen | 2003
10850 | Mojave Cogen | 2004
10850 | Mojave Cogen | 2005
10850 | Mojave Cogen | 2006
10850 | Mojave Cogen | 2007
10850 | Mojave Cogen | 2008
10850 | Mojave Cogen | 2009
10850 | Mojave Cogen | 2010
10850 | Mojave Cogen | 2011
10850 | Mojave Cogen | 2012
10850 | Mojave Cogen | 2013
10869 | Biomass One LP | 2000
10869 | Biomass One LP | 2001
10869 | Biomass One LP | 2002
10869 | Biomass One LP | 2003
10869 | Biomass One LP | 2005
10869 | Biomass One LP | 2006
10869 | Biomass One LP | 2007
10869 | Biomass One LP | 2008
10869 | Biomass One LP | 2009
10869 | Biomass One LP | 2010
10869 | Biomass One LP | 2011
10869 | Biomass One LP | 2012
10869 | Biomass One LP | 2013
10869 | Biomass One LP | 2014
10869 | Biomass One LP | 2015
10869 | Biomass One LP | 2016
10869 | Biomass One LP | 2017
10869 | Biomass One LP | 2018
10869 | Biomass One LP | 2019
10869 | Biomass One LP | 2020
50002 | Pittsfield Generating Co LP | 2000
50002 | Pittsfield Generating Co LP | 2001
50002 | Pittsfield Generating Co LP | 2002
50002 | Pittsfield Generating Co LP | 2003
50002 | Pittsfield Generating Co LP | 2004
50002 | Pittsfield Generating Co LP | 2005
50002 | Pittsfield Generating Co LP | 2006
50002 | Pittsfield Generating Co LP | 2007
50002 | Pittsfield Generating Co LP | 2008
50002 | Pittsfield Generating Co LP | 2009
50002 | Pittsfield Generating Co LP | 2010
50002 | Pittsfield Generating Co LP | 2011
50002 | Pittsfield Generating Co LP | 2012
50002 | Pittsfield Generating Co LP | 2013
50002 | Pittsfield Generating Co LP | 2014
50002 | Pittsfield Generating Co LP | 2015
50002 | Pittsfield Generating Co LP | 2016
50002 | Pittsfield Generating Co LP | 2017
50002 | Pittsfield Generating Co LP | 2018
50002 | Pittsfield Generating Co LP | 2019
50002 | Pittsfield Generating Co LP | 2020
50035 | MMWAC Resource Recovery Facility | 2000
50051 | Penobscot Energy Recovery | 2000
50051 | Penobscot Energy Recovery | 2008
50068 | Sierra Power Corp | 2000
50071 | North County Regional Resource | 2000
50071 | North County Regional Resource | 2001
50071 | North County Regional Resource | 2002
50071 | North County Regional Resource | 2003
50071 | North County Regional Resource | 2004
50071 | North County Regional Resource | 2005
50071 | North County Regional Resource | 2006
50071 | North County Regional Resource | 2007
50071 | North County Regional Resource | 2008
50071 | North County Regional Resource | 2009
50071 | North County Regional Resource | 2010
50071 | North County Regional Resource | 2011
50071 | North County Regional Resource | 2012
50071 | North County Regional Resource | 2013
50071 | North County Regional Resource | 2014
50071 | North County Regional Resource | 2015
50071 | North County Regional Resource | 2016
50071 | North County Regional Resource | 2017
50071 | North County Regional Resource | 2018
50071 | North County Regional Resource | 2019
50071 | North County Regional Resource | 2020
50099 | Tamarack Energy Partnership | 2000
50099 | Tamarack Energy Partnership | 2001
50099 | Tamarack Energy Partnership | 2002
50099 | Tamarack Energy Partnership | 2003
50099 | Tamarack Energy Partnership | 2004
50099 | Tamarack Energy Partnership | 2005
50099 | Tamarack Energy Partnership | 2006
50099 | Tamarack Energy Partnership | 2007
50099 | Tamarack Energy Partnership | 2008
50099 | Tamarack Energy Partnership | 2009
50099 | Tamarack Energy Partnership | 2010
50099 | Tamarack Energy Partnership | 2011
50099 | Tamarack Energy Partnership | 2012
50099 | Tamarack Energy Partnership | 2013
50099 | Tamarack Energy Partnership | 2014
50099 | Tamarack Energy Partnership | 2015
50099 | Tamarack Energy Partnership | 2016
50099 | Tamarack Energy Partnership | 2017
50099 | Tamarack Energy Partnership | 2018
50099 | Tamarack Energy Partnership | 2019
50099 | Tamarack Energy Partnership | 2020
50109 | Paris Energy Center | 2000
50109 | Paris Energy Center | 2001
50109 | Paris Energy Center | 2002
50109 | Paris Energy Center | 2003
50109 | Paris Energy Center | 2004
50109 | Paris Energy Center | 2005
50109 | Paris Energy Center | 2006
50109 | Paris Energy Center | 2007
50109 | Paris Energy Center | 2008
50109 | Paris Energy Center | 2009
50109 | Paris Energy Center | 2010
50109 | Paris Energy Center | 2011
50109 | Paris Energy Center | 2012
50109 | Paris Energy Center | 2013
50109 | Paris Energy Center | 2014
50109 | Paris Energy Center | 2015
50109 | Paris Energy Center | 2016
50109 | Paris Energy Center | 2017
50109 | Paris Energy Center | 2018
50109 | Paris Energy Center | 2019
50109 | Paris Energy Center | 2020
50111 | Loyalton Facility | 2000
50111 | Loyalton Facility | 2004
50111 | Loyalton Facility | 2005
50111 | Loyalton Facility | 2006
50111 | Loyalton Facility | 2007
50111 | Loyalton Facility | 2008
50111 | Loyalton Facility | 2009
50111 | Loyalton Facility | 2010
50111 | Loyalton Facility | 2018
50111 | Loyalton Facility | 2019
50127 | CCI Signal Hill LLC | 2000
50127 | CCI Signal Hill LLC | 2001
50127 | CCI Signal Hill LLC | 2002
50127 | CCI Signal Hill LLC | 2003
50127 | CCI Signal Hill LLC | 2004
50127 | CCI Signal Hill LLC | 2005
50127 | CCI Signal Hill LLC | 2006
50127 | CCI Signal Hill LLC | 2007
50127 | CCI Signal Hill LLC | 2008
50127 | CCI Signal Hill LLC | 2009
50127 | CCI Signal Hill LLC | 2010
50127 | CCI Signal Hill LLC | 2011
50127 | CCI Signal Hill LLC | 2012
50127 | CCI Signal Hill LLC | 2013
50127 | CCI Signal Hill LLC | 2014
50127 | CCI Signal Hill LLC | 2015
50127 | CCI Signal Hill LLC | 2016
50127 | CCI Signal Hill LLC | 2017
50127 | CCI Signal Hill LLC | 2018
50127 | CCI Signal Hill LLC | 2019
50127 | CCI Signal Hill LLC | 2020
50137 | Newgulf | 2000
50137 | Newgulf | 2001
50137 | Newgulf | 2002
50201 | Multitrade Rabun Gap, LLC | 2000
50201 | Multitrade Rabun Gap, LLC | 2010
50201 | Multitrade Rabun Gap, LLC | 2011
50201 | Multitrade Rabun Gap, LLC | 2012
50201 | Multitrade Rabun Gap, LLC | 2013
50201 | Multitrade Rabun Gap, LLC | 2014
50201 | Multitrade Rabun Gap, LLC | 2015
50201 | Multitrade Rabun Gap, LLC | 2016
50201 | Multitrade Rabun Gap, LLC | 2017
50201 | Multitrade Rabun Gap, LLC | 2018
50201 | Multitrade Rabun Gap, LLC | 2019
50201 | Multitrade Rabun Gap, LLC | 2020
50202 | CH Resources Niagara | 2000
50202 | CH Resources Niagara | 2001
50202 | CH Resources Niagara | 2002
50202 | CH Resources Niagara | 2003
50202 | CH Resources Niagara | 2004
50202 | CH Resources Niagara | 2005
50202 | CH Resources Niagara | 2006
50202 | CH Resources Niagara | 2007
50202 | CH Resources Niagara | 2008
50202 | CH Resources Niagara | 2009
50202 | CH Resources Niagara | 2010
50202 | CH Resources Niagara | 2012
50202 | CH Resources Niagara | 2013
50202 | CH Resources Niagara | 2014
50208 | Pinetree Power | 2000
50208 | Pinetree Power | 2001
50208 | Pinetree Power | 2002
50208 | Pinetree Power | 2003
50208 | Pinetree Power | 2004
50208 | Pinetree Power | 2005
50208 | Pinetree Power | 2006
50208 | Pinetree Power | 2007
50208 | Pinetree Power | 2008
50208 | Pinetree Power | 2009
50208 | Pinetree Power | 2010
50208 | Pinetree Power | 2011
50208 | Pinetree Power | 2012
50208 | Pinetree Power | 2013
50208 | Pinetree Power | 2014
50208 | Pinetree Power | 2015
50208 | Pinetree Power | 2016
50208 | Pinetree Power | 2017
50208 | Pinetree Power | 2018
50208 | Pinetree Power | 2019
50208 | Pinetree Power | 2020
50215 | York County Resource Recovery | 2000
50215 | York County Resource Recovery | 2001
50215 | York County Resource Recovery | 2002
50215 | York County Resource Recovery | 2003
50215 | York County Resource Recovery | 2004
50215 | York County Resource Recovery | 2005
50215 | York County Resource Recovery | 2006
50215 | York County Resource Recovery | 2007
50215 | York County Resource Recovery | 2008
50215 | York County Resource Recovery | 2009
50215 | York County Resource Recovery | 2010
50215 | York County Resource Recovery | 2011
50215 | York County Resource Recovery | 2012
50215 | York County Resource Recovery | 2013
50215 | York County Resource Recovery | 2014
50215 | York County Resource Recovery | 2015
50215 | York County Resource Recovery | 2016
50215 | York County Resource Recovery | 2017
50215 | York County Resource Recovery | 2018
50215 | York County Resource Recovery | 2019
50215 | York County Resource Recovery | 2020
50225 | Regional Waste Systems | 2000
50225 | Regional Waste Systems | 2001
50225 | Regional Waste Systems | 2002
50225 | Regional Waste Systems | 2003
50225 | Regional Waste Systems | 2004
50225 | Regional Waste Systems | 2005
50225 | Regional Waste Systems | 2006
50225 | Regional Waste Systems | 2007
50225 | Regional Waste Systems | 2008
50225 | Regional Waste Systems | 2009
50225 | Regional Waste Systems | 2010
50225 | Regional Waste Systems | 2011
50225 | Regional Waste Systems | 2012
50225 | Regional Waste Systems | 2013
50225 | Regional Waste Systems | 2014
50225 | Regional Waste Systems | 2015
50225 | Regional Waste Systems | 2016
50225 | Regional Waste Systems | 2017
50225 | Regional Waste Systems | 2018
50225 | Regional Waste Systems | 2019
50225 | Regional Waste Systems | 2020
50243 | Bucksport Generation LLC | 2000
50243 | Bucksport Generation LLC | 2015
50243 | Bucksport Generation LLC | 2016
50243 | Bucksport Generation LLC | 2017
50271 | New Hanover County Wastec | 2000
50271 | New Hanover County Wastec | 2001
50271 | New Hanover County Wastec | 2002
50271 | New Hanover County Wastec | 2003
50271 | New Hanover County Wastec | 2004
50271 | New Hanover County Wastec | 2005
50271 | New Hanover County Wastec | 2006
50271 | New Hanover County Wastec | 2007
50271 | New Hanover County Wastec | 2008
50271 | New Hanover County Wastec | 2009
50271 | New Hanover County Wastec | 2010
50271 | New Hanover County Wastec | 2011
50271 | New Hanover County Wastec | 2012
50273 | Pioneer Valley Resource Recovery | 2000
50273 | Pioneer Valley Resource Recovery | 2001
50273 | Pioneer Valley Resource Recovery | 2002
50273 | Pioneer Valley Resource Recovery | 2003
50273 | Pioneer Valley Resource Recovery | 2004
50273 | Pioneer Valley Resource Recovery | 2005
50273 | Pioneer Valley Resource Recovery | 2006
50273 | Pioneer Valley Resource Recovery | 2007
50273 | Pioneer Valley Resource Recovery | 2013
50273 | Pioneer Valley Resource Recovery | 2014
50273 | Pioneer Valley Resource Recovery | 2015
50273 | Pioneer Valley Resource Recovery | 2016
50273 | Pioneer Valley Resource Recovery | 2017
50273 | Pioneer Valley Resource Recovery | 2018
50273 | Pioneer Valley Resource Recovery | 2019
50273 | Pioneer Valley Resource Recovery | 2020
50277 | Boralex Chateaugay Power Station | 2000
50277 | Boralex Chateaugay Power Station | 2001
50277 | Boralex Chateaugay Power Station | 2002
50277 | Boralex Chateaugay Power Station | 2003
50277 | Boralex Chateaugay Power Station | 2004
50277 | Boralex Chateaugay Power Station | 2005
50277 | Boralex Chateaugay Power Station | 2006
50277 | Boralex Chateaugay Power Station | 2007
50277 | Boralex Chateaugay Power Station | 2008
50277 | Boralex Chateaugay Power Station | 2009
50277 | Boralex Chateaugay Power Station | 2010
50277 | Boralex Chateaugay Power Station | 2011
50277 | Boralex Chateaugay Power Station | 2012
50277 | Boralex Chateaugay Power Station | 2016
50279 | Archbald Power Station | 2000
50279 | Archbald Power Station | 2001
50279 | Archbald Power Station | 2002
50279 | Archbald Power Station | 2003
50279 | Archbald Power Station | 2004
50279 | Archbald Power Station | 2005
50279 | Archbald Power Station | 2006
50279 | Archbald Power Station | 2007
50279 | Archbald Power Station | 2008
50279 | Archbald Power Station | 2009
50279 | Archbald Power Station | 2010
50279 | Archbald Power Station | 2011
50279 | Archbald Power Station | 2012
50279 | Archbald Power Station | 2013
50279 | Archbald Power Station | 2014
50279 | Archbald Power Station | 2015
50279 | Archbald Power Station | 2016
50279 | Archbald Power Station | 2017
50279 | Archbald Power Station | 2018
50279 | Archbald Power Station | 2019
50279 | Archbald Power Station | 2020
50290 | SEMASS Resource Recovery | 2000
50290 | SEMASS Resource Recovery | 2001
50290 | SEMASS Resource Recovery | 2002
50290 | SEMASS Resource Recovery | 2003
50290 | SEMASS Resource Recovery | 2004
50290 | SEMASS Resource Recovery | 2005
50290 | SEMASS Resource Recovery | 2006
50290 | SEMASS Resource Recovery | 2007
50290 | SEMASS Resource Recovery | 2008
50290 | SEMASS Resource Recovery | 2009
50290 | SEMASS Resource Recovery | 2010
50290 | SEMASS Resource Recovery | 2011
50290 | SEMASS Resource Recovery | 2012
50290 | SEMASS Resource Recovery | 2013
50290 | SEMASS Resource Recovery | 2014
50290 | SEMASS Resource Recovery | 2015
50290 | SEMASS Resource Recovery | 2016
50290 | SEMASS Resource Recovery | 2017
50290 | SEMASS Resource Recovery | 2018
50290 | SEMASS Resource Recovery | 2019
50290 | SEMASS Resource Recovery | 2020
50292 | Bethpage Power Plant | 2000
50292 | Bethpage Power Plant | 2004
50292 | Bethpage Power Plant | 2005
50292 | Bethpage Power Plant | 2006
50292 | Bethpage Power Plant | 2007
50292 | Bethpage Power Plant | 2008
50292 | Bethpage Power Plant | 2009
50292 | Bethpage Power Plant | 2010
50292 | Bethpage Power Plant | 2011
50292 | Bethpage Power Plant | 2012
50292 | Bethpage Power Plant | 2013
50292 | Bethpage Power Plant | 2014
50292 | Bethpage Power Plant | 2015
50292 | Bethpage Power Plant | 2016
50292 | Bethpage Power Plant | 2017
50292 | Bethpage Power Plant | 2018
50292 | Bethpage Power Plant | 2019
50292 | Bethpage Power Plant | 2020
50293 | Wadham Energy LP | 2000
50293 | Wadham Energy LP | 2001
50293 | Wadham Energy LP | 2002
50293 | Wadham Energy LP | 2003
50293 | Wadham Energy LP | 2004
50293 | Wadham Energy LP | 2005
50293 | Wadham Energy LP | 2006
50293 | Wadham Energy LP | 2007
50293 | Wadham Energy LP | 2008
50293 | Wadham Energy LP | 2009
50293 | Wadham Energy LP | 2010
50293 | Wadham Energy LP | 2011
50293 | Wadham Energy LP | 2012
50293 | Wadham Energy LP | 2013
50293 | Wadham Energy LP | 2014
50293 | Wadham Energy LP | 2015
50293 | Wadham Energy LP | 2016
50293 | Wadham Energy LP | 2017
50293 | Wadham Energy LP | 2018
50293 | Wadham Energy LP | 2019
50293 | Wadham Energy LP | 2020
50363 | Mesquite Resource Recovery Project | 2000
50385 | Newark Bay Cogeneration Partnership LP | 2000
50385 | Newark Bay Cogeneration Partnership LP | 2001
50385 | Newark Bay Cogeneration Partnership LP | 2002
50385 | Newark Bay Cogeneration Partnership LP | 2003
50385 | Newark Bay Cogeneration Partnership LP | 2004
50385 | Newark Bay Cogeneration Partnership LP | 2005
50385 | Newark Bay Cogeneration Partnership LP | 2006
50385 | Newark Bay Cogeneration Partnership LP | 2007
50385 | Newark Bay Cogeneration Partnership LP | 2008
50385 | Newark Bay Cogeneration Partnership LP | 2009
50385 | Newark Bay Cogeneration Partnership LP | 2010
50385 | Newark Bay Cogeneration Partnership LP | 2011
50385 | Newark Bay Cogeneration Partnership LP | 2012
50385 | Newark Bay Cogeneration Partnership LP | 2013
50385 | Newark Bay Cogeneration Partnership LP | 2014
50385 | Newark Bay Cogeneration Partnership LP | 2015
50385 | Newark Bay Cogeneration Partnership LP | 2016
50385 | Newark Bay Cogeneration Partnership LP | 2017
50385 | Newark Bay Cogeneration Partnership LP | 2018
50385 | Newark Bay Cogeneration Partnership LP | 2019
50385 | Newark Bay Cogeneration Partnership LP | 2020
50406 | Somerset Plant | 2000
50407 | Mobile Energy Services LLC | 2000
50407 | Mobile Energy Services LLC | 2001
50407 | Mobile Energy Services LLC | 2002
50407 | Mobile Energy Services LLC | 2003
50407 | Mobile Energy Services LLC | 2004
50407 | Mobile Energy Services LLC | 2005
50407 | Mobile Energy Services LLC | 2006
50407 | Mobile Energy Services LLC | 2007
50407 | Mobile Energy Services LLC | 2008
50407 | Mobile Energy Services LLC | 2009
50407 | Mobile Energy Services LLC | 2010
50407 | Mobile Energy Services LLC | 2011
50407 | Mobile Energy Services LLC | 2012
50407 | Mobile Energy Services LLC | 2013
50407 | Mobile Energy Services LLC | 2014
50407 | Mobile Energy Services LLC | 2015
50407 | Mobile Energy Services LLC | 2016
50407 | Mobile Energy Services LLC | 2017
50407 | Mobile Energy Services LLC | 2018
50407 | Mobile Energy Services LLC | 2019
50449 | Indeck Silver Springs Energy Center | 2000
50449 | Indeck Silver Springs Energy Center | 2001
50449 | Indeck Silver Springs Energy Center | 2002
50449 | Indeck Silver Springs Energy Center | 2003
50449 | Indeck Silver Springs Energy Center | 2004
50449 | Indeck Silver Springs Energy Center | 2005
50449 | Indeck Silver Springs Energy Center | 2006
50449 | Indeck Silver Springs Energy Center | 2007
50449 | Indeck Silver Springs Energy Center | 2008
50449 | Indeck Silver Springs Energy Center | 2009
50449 | Indeck Silver Springs Energy Center | 2010
50449 | Indeck Silver Springs Energy Center | 2011
50449 | Indeck Silver Springs Energy Center | 2012
50449 | Indeck Silver Springs Energy Center | 2013
50449 | Indeck Silver Springs Energy Center | 2014
50449 | Indeck Silver Springs Energy Center | 2015
50449 | Indeck Silver Springs Energy Center | 2016
50449 | Indeck Silver Springs Energy Center | 2017
50449 | Indeck Silver Springs Energy Center | 2018
50449 | Indeck Silver Springs Energy Center | 2019
50449 | Indeck Silver Springs Energy Center | 2020
50450 | Indeck Oswego Energy Center | 2000
50450 | Indeck Oswego Energy Center | 2001
50450 | Indeck Oswego Energy Center | 2002
50450 | Indeck Oswego Energy Center | 2003
50450 | Indeck Oswego Energy Center | 2004
50450 | Indeck Oswego Energy Center | 2005
50450 | Indeck Oswego Energy Center | 2006
50450 | Indeck Oswego Energy Center | 2007
50450 | Indeck Oswego Energy Center | 2008
50450 | Indeck Oswego Energy Center | 2009
50450 | Indeck Oswego Energy Center | 2010
50450 | Indeck Oswego Energy Center | 2011
50450 | Indeck Oswego Energy Center | 2012
50450 | Indeck Oswego Energy Center | 2013
50450 | Indeck Oswego Energy Center | 2014
50450 | Indeck Oswego Energy Center | 2015
50450 | Indeck Oswego Energy Center | 2016
50450 | Indeck Oswego Energy Center | 2017
50450 | Indeck Oswego Energy Center | 2018
50450 | Indeck Oswego Energy Center | 2019
50450 | Indeck Oswego Energy Center | 2020
50451 | Indeck Yerkes Energy Center | 2000
50451 | Indeck Yerkes Energy Center | 2001
50451 | Indeck Yerkes Energy Center | 2002
50451 | Indeck Yerkes Energy Center | 2003
50451 | Indeck Yerkes Energy Center | 2004
50451 | Indeck Yerkes Energy Center | 2005
50451 | Indeck Yerkes Energy Center | 2006
50451 | Indeck Yerkes Energy Center | 2007
50451 | Indeck Yerkes Energy Center | 2008
50451 | Indeck Yerkes Energy Center | 2009
50451 | Indeck Yerkes Energy Center | 2010
50451 | Indeck Yerkes Energy Center | 2011
50451 | Indeck Yerkes Energy Center | 2012
50451 | Indeck Yerkes Energy Center | 2013
50451 | Indeck Yerkes Energy Center | 2014
50451 | Indeck Yerkes Energy Center | 2015
50451 | Indeck Yerkes Energy Center | 2016
50451 | Indeck Yerkes Energy Center | 2017
50451 | Indeck Yerkes Energy Center | 2018
50451 | Indeck Yerkes Energy Center | 2019
50451 | Indeck Yerkes Energy Center | 2020
50458 | Indeck Corinth Energy Center | 2000
50458 | Indeck Corinth Energy Center | 2001
50458 | Indeck Corinth Energy Center | 2002
50458 | Indeck Corinth Energy Center | 2003
50458 | Indeck Corinth Energy Center | 2004
50458 | Indeck Corinth Energy Center | 2005
50458 | Indeck Corinth Energy Center | 2006
50458 | Indeck Corinth Energy Center | 2007
50458 | Indeck Corinth Energy Center | 2008
50458 | Indeck Corinth Energy Center | 2009
50458 | Indeck Corinth Energy Center | 2010
50458 | Indeck Corinth Energy Center | 2011
50458 | Indeck Corinth Energy Center | 2012
50458 | Indeck Corinth Energy Center | 2013
50458 | Indeck Corinth Energy Center | 2014
50458 | Indeck Corinth Energy Center | 2015
50458 | Indeck Corinth Energy Center | 2016
50458 | Indeck Corinth Energy Center | 2017
50458 | Indeck Corinth Energy Center | 2018
50458 | Indeck Corinth Energy Center | 2019
50458 | Indeck Corinth Energy Center | 2020
50460 | Indeck Turners Falls Energy Center | 2000
50472 | American Ref Fuel Co of Niagara LP | 2000
50472 | American Ref Fuel Co of Niagara LP | 2001
50472 | American Ref Fuel Co of Niagara LP | 2002
50472 | American Ref Fuel Co of Niagara LP | 2003
50472 | American Ref Fuel Co of Niagara LP | 2004
50472 | American Ref Fuel Co of Niagara LP | 2005
50472 | American Ref Fuel Co of Niagara LP | 2006
50472 | American Ref Fuel Co of Niagara LP | 2007
50472 | American Ref Fuel Co of Niagara LP | 2008
50472 | American Ref Fuel Co of Niagara LP | 2009
50472 | American Ref Fuel Co of Niagara LP | 2010
50472 | American Ref Fuel Co of Niagara LP | 2011
50472 | American Ref Fuel Co of Niagara LP | 2012
50472 | American Ref Fuel Co of Niagara LP | 2013
50472 | American Ref Fuel Co of Niagara LP | 2014
50472 | American Ref Fuel Co of Niagara LP | 2015
50472 | American Ref Fuel Co of Niagara LP | 2016
50472 | American Ref Fuel Co of Niagara LP | 2017
50472 | American Ref Fuel Co of Niagara LP | 2018
50472 | American Ref Fuel Co of Niagara LP | 2019
50472 | American Ref Fuel Co of Niagara LP | 2020
50497 | Bayonne Cogen Plant | 2000
50497 | Bayonne Cogen Plant | 2001
50497 | Bayonne Cogen Plant | 2002
50497 | Bayonne Cogen Plant | 2003
50497 | Bayonne Cogen Plant | 2004
50497 | Bayonne Cogen Plant | 2005
50497 | Bayonne Cogen Plant | 2006
50497 | Bayonne Cogen Plant | 2007
50497 | Bayonne Cogen Plant | 2008
50497 | Bayonne Cogen Plant | 2009
50497 | Bayonne Cogen Plant | 2010
50497 | Bayonne Cogen Plant | 2011
50497 | Bayonne Cogen Plant | 2012
50497 | Bayonne Cogen Plant | 2013
50497 | Bayonne Cogen Plant | 2014
50497 | Bayonne Cogen Plant | 2015
50497 | Bayonne Cogen Plant | 2016
50497 | Bayonne Cogen Plant | 2017
50497 | Bayonne Cogen Plant | 2018
50498 | Capital District Energy Center | 2000
50498 | Capital District Energy Center | 2001
50498 | Capital District Energy Center | 2002
50498 | Capital District Energy Center | 2003
50498 | Capital District Energy Center | 2004
50498 | Capital District Energy Center | 2005
50498 | Capital District Energy Center | 2006
50498 | Capital District Energy Center | 2007
50498 | Capital District Energy Center | 2008
50498 | Capital District Energy Center | 2009
50498 | Capital District Energy Center | 2010
50498 | Capital District Energy Center | 2011
50498 | Capital District Energy Center | 2012
50498 | Capital District Energy Center | 2013
50498 | Capital District Energy Center | 2014
50498 | Capital District Energy Center | 2015
50498 | Capital District Energy Center | 2016
50498 | Capital District Energy Center | 2017
50498 | Capital District Energy Center | 2018
50498 | Capital District Energy Center | 2019
50498 | Capital District Energy Center | 2020
50541 | Harbor Cogen | 2001
50541 | Harbor Cogen | 2002
50541 | Harbor Cogen | 2003
50541 | Harbor Cogen | 2004
50541 | Harbor Cogen | 2005
50541 | Harbor Cogen | 2006
50541 | Harbor Cogen | 2007
50541 | Harbor Cogen | 2008
50541 | Harbor Cogen | 2009
50541 | Harbor Cogen | 2010
50541 | Harbor Cogen | 2011
50541 | Harbor Cogen | 2012
50541 | Harbor Cogen | 2013
50541 | Harbor Cogen | 2014
50541 | Harbor Cogen | 2015
50541 | Harbor Cogen | 2016
50541 | Harbor Cogen | 2017
50541 | Harbor Cogen | 2019
50541 | Harbor Cogen | 2020
50555 | Panda Rosemary LP | 2000
50555 | Panda Rosemary LP | 2001
50555 | Panda Rosemary LP | 2002
50555 | Panda Rosemary LP | 2003
50555 | Panda Rosemary LP | 2004
50555 | Panda Rosemary LP | 2005
50555 | Panda Rosemary LP | 2006
50555 | Panda Rosemary LP | 2007
50555 | Panda Rosemary LP | 2008
50555 | Panda Rosemary LP | 2009
50555 | Panda Rosemary LP | 2010
50555 | Panda Rosemary LP | 2011
50555 | Panda Rosemary LP | 2012
50555 | Panda Rosemary LP | 2013
50555 | Panda Rosemary LP | 2014
50555 | Panda Rosemary LP | 2015
50555 | Panda Rosemary LP | 2016
50555 | Panda Rosemary LP | 2017
50555 | Panda Rosemary LP | 2018
50555 | Panda Rosemary LP | 2019
50555 | Panda Rosemary LP | 2020
50558 | Frontier | 2000
50558 | Frontier | 2001
50558 | Frontier | 2002
50558 | Frontier | 2003
50558 | Frontier | 2004
50558 | Frontier | 2005
50558 | Frontier | 2006
50558 | Frontier | 2007
50558 | Frontier | 2008
50558 | Frontier | 2009
50558 | Frontier | 2010
50558 | Frontier | 2011
50558 | Frontier | 2012
50558 | Frontier | 2013
50558 | Frontier | 2014
50558 | Frontier | 2015
50558 | Frontier | 2016
50558 | Frontier | 2017
50558 | Frontier | 2018
50558 | Frontier | 2019
50558 | Frontier | 2020
50560 | Pacific-Ultrapower Chinese Station | 2000
50560 | Pacific-Ultrapower Chinese Station | 2001
50560 | Pacific-Ultrapower Chinese Station | 2002
50560 | Pacific-Ultrapower Chinese Station | 2003
50560 | Pacific-Ultrapower Chinese Station | 2004
50560 | Pacific-Ultrapower Chinese Station | 2005
50560 | Pacific-Ultrapower Chinese Station | 2006
50560 | Pacific-Ultrapower Chinese Station | 2007
50560 | Pacific-Ultrapower Chinese Station | 2008
50560 | Pacific-Ultrapower Chinese Station | 2009
50560 | Pacific-Ultrapower Chinese Station | 2010
50560 | Pacific-Ultrapower Chinese Station | 2011
50560 | Pacific-Ultrapower Chinese Station | 2012
50560 | Pacific-Ultrapower Chinese Station | 2013
50560 | Pacific-Ultrapower Chinese Station | 2014
50560 | Pacific-Ultrapower Chinese Station | 2015
50560 | Pacific-Ultrapower Chinese Station | 2016
50560 | Pacific-Ultrapower Chinese Station | 2017
50560 | Pacific-Ultrapower Chinese Station | 2018
50560 | Pacific-Ultrapower Chinese Station | 2019
50560 | Pacific-Ultrapower Chinese Station | 2020
50561 | Eagle Point Cogeneration | 2000
50561 | Eagle Point Cogeneration | 2005
50561 | Eagle Point Cogeneration | 2006
50561 | Eagle Point Cogeneration | 2007
50561 | Eagle Point Cogeneration | 2008
50561 | Eagle Point Cogeneration | 2009
50561 | Eagle Point Cogeneration | 2010
50561 | Eagle Point Cogeneration | 2011
50561 | Eagle Point Cogeneration | 2012
50561 | Eagle Point Cogeneration | 2013
50561 | Eagle Point Cogeneration | 2014
50561 | Eagle Point Cogeneration | 2015
50561 | Eagle Point Cogeneration | 2016
50561 | Eagle Point Cogeneration | 2017
50561 | Eagle Point Cogeneration | 2018
50561 | Eagle Point Cogeneration | 2019
50561 | Eagle Point Cogeneration | 2020
50572 | CSL Gas Recovery | 2000
50572 | CSL Gas Recovery | 2001
50572 | CSL Gas Recovery | 2002
50572 | CSL Gas Recovery | 2003
50572 | CSL Gas Recovery | 2004
50572 | CSL Gas Recovery | 2005
50572 | CSL Gas Recovery | 2006
50572 | CSL Gas Recovery | 2007
50572 | CSL Gas Recovery | 2008
50572 | CSL Gas Recovery | 2009
50572 | CSL Gas Recovery | 2010
50572 | CSL Gas Recovery | 2011
50572 | CSL Gas Recovery | 2012
50572 | CSL Gas Recovery | 2013
50572 | CSL Gas Recovery | 2014
50572 | CSL Gas Recovery | 2015
50572 | CSL Gas Recovery | 2016
50572 | CSL Gas Recovery | 2017
50572 | CSL Gas Recovery | 2018
50572 | CSL Gas Recovery | 2019
50572 | CSL Gas Recovery | 2020
50611 | Westwood Generation LLC | 2000
50611 | Westwood Generation LLC | 2001
50611 | Westwood Generation LLC | 2002
50611 | Westwood Generation LLC | 2004
50611 | Westwood Generation LLC | 2005
50611 | Westwood Generation LLC | 2006
50611 | Westwood Generation LLC | 2007
50611 | Westwood Generation LLC | 2008
50611 | Westwood Generation LLC | 2009
50611 | Westwood Generation LLC | 2010
50611 | Westwood Generation LLC | 2011
50611 | Westwood Generation LLC | 2012
50611 | Westwood Generation LLC | 2013
50611 | Westwood Generation LLC | 2014
50611 | Westwood Generation LLC | 2015
50611 | Westwood Generation LLC | 2016
50611 | Westwood Generation LLC | 2017
50611 | Westwood Generation LLC | 2018
50611 | Westwood Generation LLC | 2019
50611 | Westwood Generation LLC | 2020
50629 | Covanta Lake County Energy | 2000
50629 | Covanta Lake County Energy | 2001
50629 | Covanta Lake County Energy | 2002
50629 | Covanta Lake County Energy | 2003
50629 | Covanta Lake County Energy | 2004
50629 | Covanta Lake County Energy | 2005
50629 | Covanta Lake County Energy | 2006
50629 | Covanta Lake County Energy | 2007
50629 | Covanta Lake County Energy | 2008
50629 | Covanta Lake County Energy | 2009
50629 | Covanta Lake County Energy | 2010
50629 | Covanta Lake County Energy | 2011
50629 | Covanta Lake County Energy | 2012
50629 | Covanta Lake County Energy | 2013
50629 | Covanta Lake County Energy | 2014
50629 | Covanta Lake County Energy | 2015
50629 | Covanta Lake County Energy | 2016
50629 | Covanta Lake County Energy | 2017
50629 | Covanta Lake County Energy | 2018
50629 | Covanta Lake County Energy | 2019
50629 | Covanta Lake County Energy | 2020
50630 | Covanta Marion Inc | 2000
50630 | Covanta Marion Inc | 2001
50630 | Covanta Marion Inc | 2002
50630 | Covanta Marion Inc | 2003
50630 | Covanta Marion Inc | 2004
50630 | Covanta Marion Inc | 2005
50630 | Covanta Marion Inc | 2006
50630 | Covanta Marion Inc | 2007
50630 | Covanta Marion Inc | 2008
50630 | Covanta Marion Inc | 2009
50630 | Covanta Marion Inc | 2010
50630 | Covanta Marion Inc | 2011
50630 | Covanta Marion Inc | 2012
50630 | Covanta Marion Inc | 2013
50630 | Covanta Marion Inc | 2014
50630 | Covanta Marion Inc | 2015
50630 | Covanta Marion Inc | 2016
50630 | Covanta Marion Inc | 2017
50630 | Covanta Marion Inc | 2018
50630 | Covanta Marion Inc | 2019
50630 | Covanta Marion Inc | 2020
50632 | Covanta Stanislaus Energy | 2000
50632 | Covanta Stanislaus Energy | 2001
50632 | Covanta Stanislaus Energy | 2002
50632 | Covanta Stanislaus Energy | 2003
50632 | Covanta Stanislaus Energy | 2004
50632 | Covanta Stanislaus Energy | 2005
50632 | Covanta Stanislaus Energy | 2006
50632 | Covanta Stanislaus Energy | 2007
50632 | Covanta Stanislaus Energy | 2008
50632 | Covanta Stanislaus Energy | 2009
50632 | Covanta Stanislaus Energy | 2010
50632 | Covanta Stanislaus Energy | 2011
50632 | Covanta Stanislaus Energy | 2012
50632 | Covanta Stanislaus Energy | 2013
50632 | Covanta Stanislaus Energy | 2014
50632 | Covanta Stanislaus Energy | 2015
50632 | Covanta Stanislaus Energy | 2016
50632 | Covanta Stanislaus Energy | 2017
50632 | Covanta Stanislaus Energy | 2018
50632 | Covanta Stanislaus Energy | 2019
50632 | Covanta Stanislaus Energy | 2020
50648 | Bristol Resource Recovery Facility | 2000
50648 | Bristol Resource Recovery Facility | 2001
50648 | Bristol Resource Recovery Facility | 2002
50648 | Bristol Resource Recovery Facility | 2003
50648 | Bristol Resource Recovery Facility | 2004
50648 | Bristol Resource Recovery Facility | 2005
50648 | Bristol Resource Recovery Facility | 2006
50648 | Bristol Resource Recovery Facility | 2007
50648 | Bristol Resource Recovery Facility | 2008
50648 | Bristol Resource Recovery Facility | 2009
50648 | Bristol Resource Recovery Facility | 2010
50648 | Bristol Resource Recovery Facility | 2011
50648 | Bristol Resource Recovery Facility | 2012
50648 | Bristol Resource Recovery Facility | 2013
50648 | Bristol Resource Recovery Facility | 2014
50648 | Bristol Resource Recovery Facility | 2015
50648 | Bristol Resource Recovery Facility | 2016
50648 | Bristol Resource Recovery Facility | 2017
50648 | Bristol Resource Recovery Facility | 2018
50648 | Bristol Resource Recovery Facility | 2019
50648 | Bristol Resource Recovery Facility | 2020
50649 | Babylon Resource Recovery Facility | 2000
50649 | Babylon Resource Recovery Facility | 2001
50649 | Babylon Resource Recovery Facility | 2002
50649 | Babylon Resource Recovery Facility | 2003
50649 | Babylon Resource Recovery Facility | 2004
50649 | Babylon Resource Recovery Facility | 2005
50649 | Babylon Resource Recovery Facility | 2006
50649 | Babylon Resource Recovery Facility | 2007
50649 | Babylon Resource Recovery Facility | 2008
50649 | Babylon Resource Recovery Facility | 2009
50649 | Babylon Resource Recovery Facility | 2010
50649 | Babylon Resource Recovery Facility | 2011
50650 | Boralex Stratton Energy | 2000
50650 | Boralex Stratton Energy | 2001
50650 | Boralex Stratton Energy | 2002
50650 | Boralex Stratton Energy | 2003
50650 | Boralex Stratton Energy | 2004
50650 | Boralex Stratton Energy | 2005
50650 | Boralex Stratton Energy | 2006
50650 | Boralex Stratton Energy | 2007
50650 | Boralex Stratton Energy | 2008
50650 | Boralex Stratton Energy | 2009
50650 | Boralex Stratton Energy | 2010
50650 | Boralex Stratton Energy | 2011
50650 | Boralex Stratton Energy | 2012
50650 | Boralex Stratton Energy | 2013
50650 | Boralex Stratton Energy | 2014
50650 | Boralex Stratton Energy | 2015
50650 | Boralex Stratton Energy | 2016
50650 | Boralex Stratton Energy | 2017
50650 | Boralex Stratton Energy | 2018
50650 | Boralex Stratton Energy | 2019
50650 | Boralex Stratton Energy | 2020
50651 | Syracuse Energy | 2000
50651 | Syracuse Energy | 2001
50651 | Syracuse Energy | 2002
50651 | Syracuse Energy | 2003
50651 | Syracuse Energy | 2004
50651 | Syracuse Energy | 2005
50651 | Syracuse Energy | 2006
50651 | Syracuse Energy | 2007
50651 | Syracuse Energy | 2008
50651 | Syracuse Energy | 2009
50651 | Syracuse Energy | 2010
50651 | Syracuse Energy | 2011
50651 | Syracuse Energy | 2012
50651 | Syracuse Energy | 2013
50657 | Montgomery County Resource Recovery | 2000
50657 | Montgomery County Resource Recovery | 2001
50657 | Montgomery County Resource Recovery | 2002
50657 | Montgomery County Resource Recovery | 2003
50657 | Montgomery County Resource Recovery | 2004
50657 | Montgomery County Resource Recovery | 2005
50657 | Montgomery County Resource Recovery | 2006
50657 | Montgomery County Resource Recovery | 2007
50657 | Montgomery County Resource Recovery | 2008
50657 | Montgomery County Resource Recovery | 2009
50657 | Montgomery County Resource Recovery | 2010
50657 | Montgomery County Resource Recovery | 2011
50657 | Montgomery County Resource Recovery | 2012
50657 | Montgomery County Resource Recovery | 2013
50657 | Montgomery County Resource Recovery | 2014
50657 | Montgomery County Resource Recovery | 2015
50657 | Montgomery County Resource Recovery | 2016
50657 | Montgomery County Resource Recovery | 2017
50657 | Montgomery County Resource Recovery | 2018
50657 | Montgomery County Resource Recovery | 2019
50657 | Montgomery County Resource Recovery | 2020
50658 | Covanta Fairfax Energy | 2000
50658 | Covanta Fairfax Energy | 2001
50658 | Covanta Fairfax Energy | 2002
50658 | Covanta Fairfax Energy | 2003
50658 | Covanta Fairfax Energy | 2004
50658 | Covanta Fairfax Energy | 2005
50658 | Covanta Fairfax Energy | 2006
50658 | Covanta Fairfax Energy | 2007
50658 | Covanta Fairfax Energy | 2008
50658 | Covanta Fairfax Energy | 2009
50658 | Covanta Fairfax Energy | 2010
50658 | Covanta Fairfax Energy | 2011
50658 | Covanta Fairfax Energy | 2012
50658 | Covanta Fairfax Energy | 2013
50658 | Covanta Fairfax Energy | 2014
50658 | Covanta Fairfax Energy | 2015
50658 | Covanta Fairfax Energy | 2016
50658 | Covanta Fairfax Energy | 2017
50658 | Covanta Fairfax Energy | 2018
50658 | Covanta Fairfax Energy | 2019
50658 | Covanta Fairfax Energy | 2020
50664 | Covanta Wallingford Energy | 2000
50664 | Covanta Wallingford Energy | 2001
50664 | Covanta Wallingford Energy | 2002
50664 | Covanta Wallingford Energy | 2003
50664 | Covanta Wallingford Energy | 2004
50664 | Covanta Wallingford Energy | 2005
50664 | Covanta Wallingford Energy | 2006
50664 | Covanta Wallingford Energy | 2007
50664 | Covanta Wallingford Energy | 2008
50664 | Covanta Wallingford Energy | 2009
50664 | Covanta Wallingford Energy | 2010
50664 | Covanta Wallingford Energy | 2011
50664 | Covanta Wallingford Energy | 2012
50666 | Pasco Cnty Solid Waste Resource Recovery | 2000
50666 | Pasco Cnty Solid Waste Resource Recovery | 2001
50666 | Pasco Cnty Solid Waste Resource Recovery | 2002
50666 | Pasco Cnty Solid Waste Resource Recovery | 2003
50666 | Pasco Cnty Solid Waste Resource Recovery | 2004
50666 | Pasco Cnty Solid Waste Resource Recovery | 2005
50666 | Pasco Cnty Solid Waste Resource Recovery | 2006
50666 | Pasco Cnty Solid Waste Resource Recovery | 2007
50666 | Pasco Cnty Solid Waste Resource Recovery | 2008
50666 | Pasco Cnty Solid Waste Resource Recovery | 2009
50666 | Pasco Cnty Solid Waste Resource Recovery | 2010
50666 | Pasco Cnty Solid Waste Resource Recovery | 2011
50666 | Pasco Cnty Solid Waste Resource Recovery | 2012
50666 | Pasco Cnty Solid Waste Resource Recovery | 2013
50666 | Pasco Cnty Solid Waste Resource Recovery | 2014
50666 | Pasco Cnty Solid Waste Resource Recovery | 2015
50666 | Pasco Cnty Solid Waste Resource Recovery | 2016
50666 | Pasco Cnty Solid Waste Resource Recovery | 2017
50666 | Pasco Cnty Solid Waste Resource Recovery | 2018
50666 | Pasco Cnty Solid Waste Resource Recovery | 2019
50666 | Pasco Cnty Solid Waste Resource Recovery | 2020
50676 | Thermo Power & Electric | 2000
50676 | Thermo Power & Electric | 2001
50676 | Thermo Power & Electric | 2002
50676 | Thermo Power & Electric | 2003
50676 | Thermo Power & Electric | 2004
50676 | Thermo Power & Electric | 2005
50676 | Thermo Power & Electric | 2006
50676 | Thermo Power & Electric | 2007
50676 | Thermo Power & Electric | 2008
50676 | Thermo Power & Electric | 2009
50676 | Thermo Power & Electric | 2010
50676 | Thermo Power & Electric | 2011
50676 | Thermo Power & Electric | 2012
50676 | Thermo Power & Electric | 2013
50707 | JM Shafer Generating Station | 2000
50707 | JM Shafer Generating Station | 2001
50707 | JM Shafer Generating Station | 2002
50707 | JM Shafer Generating Station | 2003
50707 | JM Shafer Generating Station | 2004
50707 | JM Shafer Generating Station | 2005
50707 | JM Shafer Generating Station | 2006
50707 | JM Shafer Generating Station | 2007
50707 | JM Shafer Generating Station | 2008
50707 | JM Shafer Generating Station | 2009
50707 | JM Shafer Generating Station | 2010
50707 | JM Shafer Generating Station | 2011
50707 | JM Shafer Generating Station | 2012
50707 | JM Shafer Generating Station | 2013
50707 | JM Shafer Generating Station | 2014
50707 | JM Shafer Generating Station | 2015
50707 | JM Shafer Generating Station | 2016
50707 | JM Shafer Generating Station | 2017
50707 | JM Shafer Generating Station | 2018
50707 | JM Shafer Generating Station | 2019
50707 | JM Shafer Generating Station | 2020
50736 | Exeter Energy LP | 2000
50736 | Exeter Energy LP | 2001
50736 | Exeter Energy LP | 2002
50736 | Exeter Energy LP | 2003
50736 | Exeter Energy LP | 2004
50736 | Exeter Energy LP | 2005
50736 | Exeter Energy LP | 2006
50736 | Exeter Energy LP | 2007
50736 | Exeter Energy LP | 2008
50736 | Exeter Energy LP | 2009
50736 | Exeter Energy LP | 2010
50736 | Exeter Energy LP | 2011
50736 | Exeter Energy LP | 2012
50736 | Exeter Energy LP | 2013
50739 | Pinetree Power Tamworth | 2000
50739 | Pinetree Power Tamworth | 2001
50739 | Pinetree Power Tamworth | 2002
50739 | Pinetree Power Tamworth | 2003
50739 | Pinetree Power Tamworth | 2004
50739 | Pinetree Power Tamworth | 2005
50739 | Pinetree Power Tamworth | 2006
50739 | Pinetree Power Tamworth | 2007
50739 | Pinetree Power Tamworth | 2008
50739 | Pinetree Power Tamworth | 2009
50739 | Pinetree Power Tamworth | 2010
50739 | Pinetree Power Tamworth | 2011
50739 | Pinetree Power Tamworth | 2012
50739 | Pinetree Power Tamworth | 2013
50739 | Pinetree Power Tamworth | 2014
50739 | Pinetree Power Tamworth | 2015
50739 | Pinetree Power Tamworth | 2016
50739 | Pinetree Power Tamworth | 2017
50739 | Pinetree Power Tamworth | 2018
50739 | Pinetree Power Tamworth | 2019
50739 | Pinetree Power Tamworth | 2020
50744 | Sterling Energy Facility | 2000
50744 | Sterling Energy Facility | 2001
50744 | Sterling Energy Facility | 2002
50744 | Sterling Energy Facility | 2003
50744 | Sterling Energy Facility | 2004
50744 | Sterling Energy Facility | 2005
50744 | Sterling Energy Facility | 2006
50744 | Sterling Energy Facility | 2007
50744 | Sterling Energy Facility | 2008
50744 | Sterling Energy Facility | 2009
50744 | Sterling Energy Facility | 2010
50744 | Sterling Energy Facility | 2011
50744 | Sterling Energy Facility | 2012
50744 | Sterling Energy Facility | 2013
50744 | Sterling Energy Facility | 2014
50744 | Sterling Energy Facility | 2015
50744 | Sterling Energy Facility | 2016
50744 | Sterling Energy Facility | 2017
50744 | Sterling Energy Facility | 2018
50744 | Sterling Energy Facility | 2019
50744 | Sterling Energy Facility | 2020
50748 | Agnews Cogeneration Project | 2000
50748 | Agnews Cogeneration Project | 2001
50748 | Agnews Cogeneration Project | 2002
50748 | Agnews Cogeneration Project | 2003
50748 | Agnews Cogeneration Project | 2005
50748 | Agnews Cogeneration Project | 2006
50748 | Agnews Cogeneration Project | 2007
50748 | Agnews Cogeneration Project | 2008
50748 | Agnews Cogeneration Project | 2009
50748 | Agnews Cogeneration Project | 2010
50748 | Agnews Cogeneration Project | 2011
50748 | Agnews Cogeneration Project | 2012
50748 | Agnews Cogeneration Project | 2013
50748 | Agnews Cogeneration Project | 2014
50748 | Agnews Cogeneration Project | 2015
50748 | Agnews Cogeneration Project | 2016
50748 | Agnews Cogeneration Project | 2017
50748 | Agnews Cogeneration Project | 2018
50748 | Agnews Cogeneration Project | 2019
50748 | Agnews Cogeneration Project | 2020
50770 | Viking Energy of McBain | 2000
50770 | Viking Energy of McBain | 2001
50770 | Viking Energy of McBain | 2002
50770 | Viking Energy of McBain | 2003
50770 | Viking Energy of McBain | 2004
50770 | Viking Energy of McBain | 2005
50770 | Viking Energy of McBain | 2006
50770 | Viking Energy of McBain | 2007
50770 | Viking Energy of McBain | 2008
50770 | Viking Energy of McBain | 2009
50770 | Viking Energy of McBain | 2010
50770 | Viking Energy of McBain | 2011
50770 | Viking Energy of McBain | 2012
50770 | Viking Energy of McBain | 2013
50770 | Viking Energy of McBain | 2014
50770 | Viking Energy of McBain | 2015
50770 | Viking Energy of McBain | 2016
50770 | Viking Energy of McBain | 2017
50770 | Viking Energy of McBain | 2018
50770 | Viking Energy of McBain | 2019
50770 | Viking Energy of McBain | 2020
50771 | Viking Energy of Northumberland | 2000
50771 | Viking Energy of Northumberland | 2001
50771 | Viking Energy of Northumberland | 2002
50771 | Viking Energy of Northumberland | 2003
50771 | Viking Energy of Northumberland | 2004
50771 | Viking Energy of Northumberland | 2005
50771 | Viking Energy of Northumberland | 2006
50771 | Viking Energy of Northumberland | 2007
50771 | Viking Energy of Northumberland | 2008
50771 | Viking Energy of Northumberland | 2009
50771 | Viking Energy of Northumberland | 2010
50771 | Viking Energy of Northumberland | 2011
50771 | Viking Energy of Northumberland | 2012
50772 | Viking Energy of Lincoln | 2000
50772 | Viking Energy of Lincoln | 2001
50772 | Viking Energy of Lincoln | 2002
50772 | Viking Energy of Lincoln | 2003
50772 | Viking Energy of Lincoln | 2004
50772 | Viking Energy of Lincoln | 2005
50772 | Viking Energy of Lincoln | 2006
50772 | Viking Energy of Lincoln | 2007
50772 | Viking Energy of Lincoln | 2008
50772 | Viking Energy of Lincoln | 2009
50772 | Viking Energy of Lincoln | 2010
50772 | Viking Energy of Lincoln | 2011
50772 | Viking Energy of Lincoln | 2012
50772 | Viking Energy of Lincoln | 2013
50772 | Viking Energy of Lincoln | 2014
50772 | Viking Energy of Lincoln | 2015
50772 | Viking Energy of Lincoln | 2016
50772 | Viking Energy of Lincoln | 2017
50772 | Viking Energy of Lincoln | 2018
50772 | Viking Energy of Lincoln | 2019
50772 | Viking Energy of Lincoln | 2020
50774 | DG Telogia Power | 2000
50774 | DG Telogia Power | 2001
50774 | DG Telogia Power | 2002
50774 | DG Telogia Power | 2003
50774 | DG Telogia Power | 2004
50774 | DG Telogia Power | 2005
50774 | DG Telogia Power | 2006
50774 | DG Telogia Power | 2007
50774 | DG Telogia Power | 2008
50774 | DG Telogia Power | 2009
50774 | DG Telogia Power | 2010
50774 | DG Telogia Power | 2011
50774 | DG Telogia Power | 2012
50774 | DG Telogia Power | 2013
50774 | DG Telogia Power | 2014
50774 | DG Telogia Power | 2015
50774 | DG Telogia Power | 2016
50774 | DG Telogia Power | 2017
50774 | DG Telogia Power | 2018
50774 | DG Telogia Power | 2019
50774 | DG Telogia Power | 2020
50776 | Panther Creek Energy Facility | 2000
50776 | Panther Creek Energy Facility | 2001
50776 | Panther Creek Energy Facility | 2002
50776 | Panther Creek Energy Facility | 2003
50776 | Panther Creek Energy Facility | 2004
50776 | Panther Creek Energy Facility | 2005
50776 | Panther Creek Energy Facility | 2006
50776 | Panther Creek Energy Facility | 2007
50776 | Panther Creek Energy Facility | 2008
50776 | Panther Creek Energy Facility | 2009
50776 | Panther Creek Energy Facility | 2010
50776 | Panther Creek Energy Facility | 2011
50776 | Panther Creek Energy Facility | 2012
50776 | Panther Creek Energy Facility | 2013
50776 | Panther Creek Energy Facility | 2014
50776 | Panther Creek Energy Facility | 2015
50776 | Panther Creek Energy Facility | 2016
50776 | Panther Creek Energy Facility | 2017
50776 | Panther Creek Energy Facility | 2018
50776 | Panther Creek Energy Facility | 2019
50776 | Panther Creek Energy Facility | 2020
50799 | Calpine Parlin Inc | 2000
50799 | Calpine Parlin Inc | 2001
50799 | Calpine Parlin Inc | 2002
50799 | Calpine Parlin Inc | 2003
50799 | Calpine Parlin Inc | 2004
50799 | Calpine Parlin Inc | 2005
50799 | Calpine Parlin Inc | 2008
50799 | Calpine Parlin Inc | 2009
50799 | Calpine Parlin Inc | 2010
50799 | Calpine Parlin Inc | 2011
50799 | Calpine Parlin Inc | 2012
50799 | Calpine Parlin Inc | 2013
50799 | Calpine Parlin Inc | 2014
50799 | Calpine Parlin Inc | 2015
50799 | Calpine Parlin Inc | 2016
50799 | Calpine Parlin Inc | 2017
50799 | Calpine Parlin Inc | 2018
50799 | Calpine Parlin Inc | 2019
50799 | Calpine Parlin Inc | 2020
50815 | Altura CoGen LLC | 2000
50815 | Altura CoGen LLC | 2001
50815 | Altura CoGen LLC | 2002
50815 | Altura CoGen LLC | 2003
50815 | Altura CoGen LLC | 2004
50815 | Altura CoGen LLC | 2005
50815 | Altura CoGen LLC | 2006
50815 | Altura CoGen LLC | 2007
50815 | Altura CoGen LLC | 2008
50815 | Altura CoGen LLC | 2009
50815 | Altura CoGen LLC | 2010
50815 | Altura CoGen LLC | 2011
50815 | Altura CoGen LLC | 2012
50815 | Altura CoGen LLC | 2013
50815 | Altura CoGen LLC | 2014
50815 | Altura CoGen LLC | 2015
50815 | Altura CoGen LLC | 2016
50815 | Altura CoGen LLC | 2017
50815 | Altura CoGen LLC | 2018
50815 | Altura CoGen LLC | 2019
50815 | Altura CoGen LLC | 2020
50835 | TES Filer City Station | 2000
50835 | TES Filer City Station | 2001
50835 | TES Filer City Station | 2002
50835 | TES Filer City Station | 2003
50835 | TES Filer City Station | 2004
50835 | TES Filer City Station | 2005
50835 | TES Filer City Station | 2006
50835 | TES Filer City Station | 2007
50835 | TES Filer City Station | 2008
50835 | TES Filer City Station | 2009
50835 | TES Filer City Station | 2010
50835 | TES Filer City Station | 2011
50835 | TES Filer City Station | 2012
50835 | TES Filer City Station | 2013
50835 | TES Filer City Station | 2014
50835 | TES Filer City Station | 2015
50835 | TES Filer City Station | 2016
50835 | TES Filer City Station | 2017
50835 | TES Filer City Station | 2018
50835 | TES Filer City Station | 2019
50835 | TES Filer City Station | 2020
50837 | Southeast Resource Recovery | 2001
50837 | Southeast Resource Recovery | 2002
50837 | Southeast Resource Recovery | 2003
50837 | Southeast Resource Recovery | 2004
50837 | Southeast Resource Recovery | 2005
50837 | Southeast Resource Recovery | 2006
50837 | Southeast Resource Recovery | 2007
50837 | Southeast Resource Recovery | 2008
50837 | Southeast Resource Recovery | 2009
50837 | Southeast Resource Recovery | 2010
50837 | Southeast Resource Recovery | 2011
50837 | Southeast Resource Recovery | 2012
50837 | Southeast Resource Recovery | 2013
50837 | Southeast Resource Recovery | 2014
50837 | Southeast Resource Recovery | 2015
50837 | Southeast Resource Recovery | 2016
50837 | Southeast Resource Recovery | 2017
50837 | Southeast Resource Recovery | 2018
50837 | Southeast Resource Recovery | 2019
50837 | Southeast Resource Recovery | 2020
50849 | PE Berkeley Inc | 2000
50850 | OLS Energy Chino | 2000
50850 | OLS Energy Chino | 2001
50850 | OLS Energy Chino | 2002
50850 | OLS Energy Chino | 2003
50850 | OLS Energy Chino | 2004
50850 | OLS Energy Chino | 2005
50850 | OLS Energy Chino | 2006
50850 | OLS Energy Chino | 2007
50850 | OLS Energy Chino | 2008
50850 | OLS Energy Chino | 2009
50850 | OLS Energy Chino | 2010
50850 | OLS Energy Chino | 2011
50850 | OLS Energy Chino | 2012
50850 | OLS Energy Chino | 2013
50850 | OLS Energy Chino | 2014
50850 | OLS Energy Chino | 2015
50850 | OLS Energy Chino | 2016
50850 | OLS Energy Chino | 2017
50850 | OLS Energy Chino | 2018
50850 | OLS Energy Chino | 2019
50850 | OLS Energy Chino | 2020
50851 | CSUCI Site Authority | 2000
50851 | CSUCI Site Authority | 2001
50851 | CSUCI Site Authority | 2002
50851 | CSUCI Site Authority | 2003
50851 | CSUCI Site Authority | 2004
50851 | CSUCI Site Authority | 2005
50851 | CSUCI Site Authority | 2006
50851 | CSUCI Site Authority | 2007
50851 | CSUCI Site Authority | 2008
50851 | CSUCI Site Authority | 2009
50851 | CSUCI Site Authority | 2010
50851 | CSUCI Site Authority | 2011
50851 | CSUCI Site Authority | 2012
50851 | CSUCI Site Authority | 2013
50851 | CSUCI Site Authority | 2014
50851 | CSUCI Site Authority | 2015
50851 | CSUCI Site Authority | 2016
50851 | CSUCI Site Authority | 2017
50851 | CSUCI Site Authority | 2018
50851 | CSUCI Site Authority | 2019
50851 | CSUCI Site Authority | 2020
50852 | Elmwood Energy Holdings LLC | 2000
50852 | Elmwood Energy Holdings LLC | 2001
50852 | Elmwood Energy Holdings LLC | 2002
50852 | Elmwood Energy Holdings LLC | 2003
50852 | Elmwood Energy Holdings LLC | 2004
50852 | Elmwood Energy Holdings LLC | 2005
50852 | Elmwood Energy Holdings LLC | 2007
50852 | Elmwood Energy Holdings LLC | 2010
50852 | Elmwood Energy Holdings LLC | 2011
50852 | Elmwood Energy Holdings LLC | 2012
50852 | Elmwood Energy Holdings LLC | 2013
50852 | Elmwood Energy Holdings LLC | 2014
50852 | Elmwood Energy Holdings LLC | 2015
50852 | Elmwood Energy Holdings LLC | 2016
50852 | Elmwood Energy Holdings LLC | 2017
50852 | Elmwood Energy Holdings LLC | 2018
50852 | Elmwood Energy Holdings LLC | 2019
50852 | Elmwood Energy Holdings LLC | 2020
50858 | Hillsborough County Resource Recovery | 2000
50858 | Hillsborough County Resource Recovery | 2001
50858 | Hillsborough County Resource Recovery | 2002
50858 | Hillsborough County Resource Recovery | 2003
50858 | Hillsborough County Resource Recovery | 2004
50858 | Hillsborough County Resource Recovery | 2005
50858 | Hillsborough County Resource Recovery | 2006
50858 | Hillsborough County Resource Recovery | 2007
50858 | Hillsborough County Resource Recovery | 2008
50858 | Hillsborough County Resource Recovery | 2009
50858 | Hillsborough County Resource Recovery | 2010
50858 | Hillsborough County Resource Recovery | 2011
50858 | Hillsborough County Resource Recovery | 2012
50858 | Hillsborough County Resource Recovery | 2013
50858 | Hillsborough County Resource Recovery | 2014
50858 | Hillsborough County Resource Recovery | 2015
50858 | Hillsborough County Resource Recovery | 2016
50858 | Hillsborough County Resource Recovery | 2017
50858 | Hillsborough County Resource Recovery | 2018
50858 | Hillsborough County Resource Recovery | 2019
50858 | Hillsborough County Resource Recovery | 2020
50859 | Lancaster County Resource Recovery | 2000
50859 | Lancaster County Resource Recovery | 2001
50859 | Lancaster County Resource Recovery | 2002
50859 | Lancaster County Resource Recovery | 2003
50859 | Lancaster County Resource Recovery | 2004
50859 | Lancaster County Resource Recovery | 2005
50859 | Lancaster County Resource Recovery | 2006
50859 | Lancaster County Resource Recovery | 2007
50859 | Lancaster County Resource Recovery | 2008
50859 | Lancaster County Resource Recovery | 2009
50859 | Lancaster County Resource Recovery | 2010
50859 | Lancaster County Resource Recovery | 2011
50859 | Lancaster County Resource Recovery | 2012
50859 | Lancaster County Resource Recovery | 2013
50859 | Lancaster County Resource Recovery | 2014
50859 | Lancaster County Resource Recovery | 2015
50859 | Lancaster County Resource Recovery | 2016
50859 | Lancaster County Resource Recovery | 2017
50859 | Lancaster County Resource Recovery | 2018
50859 | Lancaster County Resource Recovery | 2019
50859 | Lancaster County Resource Recovery | 2020
50860 | Kent County Waste to Energy Facility | 2000
50860 | Kent County Waste to Energy Facility | 2001
50860 | Kent County Waste to Energy Facility | 2002
50860 | Kent County Waste to Energy Facility | 2003
50860 | Kent County Waste to Energy Facility | 2004
50860 | Kent County Waste to Energy Facility | 2005
50860 | Kent County Waste to Energy Facility | 2006
50860 | Kent County Waste to Energy Facility | 2007
50860 | Kent County Waste to Energy Facility | 2008
50860 | Kent County Waste to Energy Facility | 2009
50872 | Claremont Facility | 2000
50872 | Claremont Facility | 2001
50872 | Claremont Facility | 2002
50872 | Claremont Facility | 2003
50872 | Claremont Facility | 2004
50872 | Claremont Facility | 2005
50872 | Claremont Facility | 2006
50872 | Claremont Facility | 2007
50872 | Claremont Facility | 2013
50872 | Claremont Facility | 2014
50872 | Claremont Facility | 2015
50873 | Concord Facility | 2000
50873 | Concord Facility | 2001
50873 | Concord Facility | 2002
50873 | Concord Facility | 2003
50873 | Concord Facility | 2004
50873 | Concord Facility | 2005
50873 | Concord Facility | 2006
50873 | Concord Facility | 2007
50873 | Concord Facility | 2008
50873 | Concord Facility | 2009
50873 | Concord Facility | 2010
50873 | Concord Facility | 2011
50873 | Concord Facility | 2012
50873 | Concord Facility | 2013
50873 | Concord Facility | 2014
50873 | Concord Facility | 2015
50873 | Concord Facility | 2016
50873 | Concord Facility | 2017
50873 | Concord Facility | 2018
50873 | Concord Facility | 2019
50873 | Concord Facility | 2020
50874 | Boralex Sherman LLC | 2000
50874 | Boralex Sherman LLC | 2001
50874 | Boralex Sherman LLC | 2002
50874 | Boralex Sherman LLC | 2003
50874 | Boralex Sherman LLC | 2004
50874 | Boralex Sherman LLC | 2005
50874 | Boralex Sherman LLC | 2006
50874 | Boralex Sherman LLC | 2009
50875 | McKay Bay Facility | 2000
50875 | McKay Bay Facility | 2001
50875 | McKay Bay Facility | 2002
50875 | McKay Bay Facility | 2003
50875 | McKay Bay Facility | 2004
50875 | McKay Bay Facility | 2005
50875 | McKay Bay Facility | 2006
50875 | McKay Bay Facility | 2007
50875 | McKay Bay Facility | 2008
50875 | McKay Bay Facility | 2009
50875 | McKay Bay Facility | 2010
50875 | McKay Bay Facility | 2011
50875 | McKay Bay Facility | 2012
50875 | McKay Bay Facility | 2013
50875 | McKay Bay Facility | 2014
50875 | McKay Bay Facility | 2015
50875 | McKay Bay Facility | 2016
50875 | McKay Bay Facility | 2017
50875 | McKay Bay Facility | 2018
50875 | McKay Bay Facility | 2019
50875 | McKay Bay Facility | 2020
50876 | Wheelabrator Norwalk Energy | 2000
50876 | Wheelabrator Norwalk Energy | 2001
50876 | Wheelabrator Norwalk Energy | 2002
50876 | Wheelabrator Norwalk Energy | 2003
50876 | Wheelabrator Norwalk Energy | 2004
50876 | Wheelabrator Norwalk Energy | 2005
50876 | Wheelabrator Norwalk Energy | 2006
50876 | Wheelabrator Norwalk Energy | 2007
50876 | Wheelabrator Norwalk Energy | 2008
50876 | Wheelabrator Norwalk Energy | 2009
50876 | Wheelabrator Norwalk Energy | 2010
50876 | Wheelabrator Norwalk Energy | 2011
50876 | Wheelabrator Norwalk Energy | 2012
50876 | Wheelabrator Norwalk Energy | 2013
50876 | Wheelabrator Norwalk Energy | 2014
50876 | Wheelabrator Norwalk Energy | 2015
50876 | Wheelabrator Norwalk Energy | 2016
50876 | Wheelabrator Norwalk Energy | 2017
50876 | Wheelabrator Norwalk Energy | 2018
50877 | Massachusetts REFUSETECH Inc | 2000
50877 | Massachusetts REFUSETECH Inc | 2001
50877 | Massachusetts REFUSETECH Inc | 2002
50877 | Massachusetts REFUSETECH Inc | 2003
50877 | Massachusetts REFUSETECH Inc | 2004
50877 | Massachusetts REFUSETECH Inc | 2005
50877 | Massachusetts REFUSETECH Inc | 2006
50877 | Massachusetts REFUSETECH Inc | 2007
50877 | Massachusetts REFUSETECH Inc | 2008
50877 | Massachusetts REFUSETECH Inc | 2009
50877 | Massachusetts REFUSETECH Inc | 2010
50877 | Massachusetts REFUSETECH Inc | 2011
50877 | Massachusetts REFUSETECH Inc | 2012
50877 | Massachusetts REFUSETECH Inc | 2013
50877 | Massachusetts REFUSETECH Inc | 2014
50877 | Massachusetts REFUSETECH Inc | 2015
50877 | Massachusetts REFUSETECH Inc | 2016
50877 | Massachusetts REFUSETECH Inc | 2017
50877 | Massachusetts REFUSETECH Inc | 2018
50877 | Massachusetts REFUSETECH Inc | 2019
50877 | Massachusetts REFUSETECH Inc | 2020
50878 | Millbury Facility | 2000
50878 | Millbury Facility | 2001
50878 | Millbury Facility | 2002
50878 | Millbury Facility | 2003
50878 | Millbury Facility | 2004
50878 | Millbury Facility | 2005
50878 | Millbury Facility | 2006
50878 | Millbury Facility | 2007
50878 | Millbury Facility | 2008
50878 | Millbury Facility | 2009
50878 | Millbury Facility | 2010
50878 | Millbury Facility | 2011
50878 | Millbury Facility | 2012
50878 | Millbury Facility | 2013
50878 | Millbury Facility | 2014
50878 | Millbury Facility | 2015
50878 | Millbury Facility | 2016
50878 | Millbury Facility | 2017
50878 | Millbury Facility | 2018
50878 | Millbury Facility | 2019
50878 | Millbury Facility | 2020
50879 | Wheelabrator Frackville Energy | 2000
50879 | Wheelabrator Frackville Energy | 2001
50879 | Wheelabrator Frackville Energy | 2002
50879 | Wheelabrator Frackville Energy | 2003
50879 | Wheelabrator Frackville Energy | 2004
50879 | Wheelabrator Frackville Energy | 2005
50879 | Wheelabrator Frackville Energy | 2006
50879 | Wheelabrator Frackville Energy | 2007
50879 | Wheelabrator Frackville Energy | 2008
50879 | Wheelabrator Frackville Energy | 2009
50879 | Wheelabrator Frackville Energy | 2010
50879 | Wheelabrator Frackville Energy | 2011
50879 | Wheelabrator Frackville Energy | 2012
50879 | Wheelabrator Frackville Energy | 2013
50879 | Wheelabrator Frackville Energy | 2014
50879 | Wheelabrator Frackville Energy | 2015
50879 | Wheelabrator Frackville Energy | 2016
50879 | Wheelabrator Frackville Energy | 2017
50879 | Wheelabrator Frackville Energy | 2018
50879 | Wheelabrator Frackville Energy | 2019
50879 | Wheelabrator Frackville Energy | 2020
50880 | Saugus Resco | 2000
50880 | Saugus Resco | 2001
50880 | Saugus Resco | 2002
50880 | Saugus Resco | 2003
50880 | Saugus Resco | 2004
50880 | Saugus Resco | 2005
50880 | Saugus Resco | 2006
50880 | Saugus Resco | 2007
50880 | Saugus Resco | 2008
50880 | Saugus Resco | 2009
50880 | Saugus Resco | 2010
50880 | Saugus Resco | 2011
50880 | Saugus Resco | 2012
50880 | Saugus Resco | 2013
50880 | Saugus Resco | 2014
50880 | Saugus Resco | 2015
50880 | Saugus Resco | 2016
50880 | Saugus Resco | 2017
50880 | Saugus Resco | 2018
50880 | Saugus Resco | 2019
50880 | Saugus Resco | 2020
50881 | Wheelabrator Shasta | 2000
50881 | Wheelabrator Shasta | 2001
50881 | Wheelabrator Shasta | 2002
50881 | Wheelabrator Shasta | 2003
50881 | Wheelabrator Shasta | 2004
50881 | Wheelabrator Shasta | 2005
50881 | Wheelabrator Shasta | 2006
50881 | Wheelabrator Shasta | 2007
50881 | Wheelabrator Shasta | 2008
50881 | Wheelabrator Shasta | 2009
50881 | Wheelabrator Shasta | 2010
50881 | Wheelabrator Shasta | 2011
50881 | Wheelabrator Shasta | 2012
50881 | Wheelabrator Shasta | 2013
50881 | Wheelabrator Shasta | 2014
50881 | Wheelabrator Shasta | 2015
50881 | Wheelabrator Shasta | 2016
50881 | Wheelabrator Shasta | 2017
50881 | Wheelabrator Shasta | 2018
50881 | Wheelabrator Shasta | 2019
50881 | Wheelabrator Shasta | 2020
50882 | Wheelabrator Westchester | 2000
50882 | Wheelabrator Westchester | 2001
50882 | Wheelabrator Westchester | 2002
50882 | Wheelabrator Westchester | 2003
50882 | Wheelabrator Westchester | 2004
50882 | Wheelabrator Westchester | 2005
50882 | Wheelabrator Westchester | 2006
50882 | Wheelabrator Westchester | 2007
50882 | Wheelabrator Westchester | 2008
50882 | Wheelabrator Westchester | 2009
50882 | Wheelabrator Westchester | 2010
50882 | Wheelabrator Westchester | 2011
50882 | Wheelabrator Westchester | 2012
50882 | Wheelabrator Westchester | 2013
50882 | Wheelabrator Westchester | 2014
50882 | Wheelabrator Westchester | 2015
50882 | Wheelabrator Westchester | 2016
50882 | Wheelabrator Westchester | 2017
50882 | Wheelabrator Westchester | 2018
50882 | Wheelabrator Westchester | 2019
50882 | Wheelabrator Westchester | 2020
50883 | Bridgeport Resco | 2000
50883 | Bridgeport Resco | 2001
50883 | Bridgeport Resco | 2002
50883 | Bridgeport Resco | 2003
50883 | Bridgeport Resco | 2004
50883 | Bridgeport Resco | 2005
50883 | Bridgeport Resco | 2006
50883 | Bridgeport Resco | 2007
50883 | Bridgeport Resco | 2008
50883 | Bridgeport Resco | 2009
50883 | Bridgeport Resco | 2010
50883 | Bridgeport Resco | 2011
50883 | Bridgeport Resco | 2012
50883 | Bridgeport Resco | 2013
50883 | Bridgeport Resco | 2014
50883 | Bridgeport Resco | 2015
50883 | Bridgeport Resco | 2016
50883 | Bridgeport Resco | 2017
50883 | Bridgeport Resco | 2018
50883 | Bridgeport Resco | 2019
50883 | Bridgeport Resco | 2020
50884 | GCS Energy Recovery of Pinellas, Inc | 2000
50884 | GCS Energy Recovery of Pinellas, Inc | 2001
50884 | GCS Energy Recovery of Pinellas, Inc | 2002
50884 | GCS Energy Recovery of Pinellas, Inc | 2003
50884 | GCS Energy Recovery of Pinellas, Inc | 2005
50884 | GCS Energy Recovery of Pinellas, Inc | 2006
50884 | GCS Energy Recovery of Pinellas, Inc | 2007
50884 | GCS Energy Recovery of Pinellas, Inc | 2008
50884 | GCS Energy Recovery of Pinellas, Inc | 2009
50884 | GCS Energy Recovery of Pinellas, Inc | 2010
50884 | GCS Energy Recovery of Pinellas, Inc | 2011
50884 | GCS Energy Recovery of Pinellas, Inc | 2012
50884 | GCS Energy Recovery of Pinellas, Inc | 2013
50884 | GCS Energy Recovery of Pinellas, Inc | 2014
50884 | GCS Energy Recovery of Pinellas, Inc | 2015
50884 | GCS Energy Recovery of Pinellas, Inc | 2016
50884 | GCS Energy Recovery of Pinellas, Inc | 2017
50884 | GCS Energy Recovery of Pinellas, Inc | 2018
50884 | GCS Energy Recovery of Pinellas, Inc | 2019
50884 | GCS Energy Recovery of Pinellas, Inc | 2020
50885 | Wheelabrator Gloucester Co LP | 2000
50885 | Wheelabrator Gloucester Co LP | 2001
50885 | Wheelabrator Gloucester Co LP | 2002
50885 | Wheelabrator Gloucester Co LP | 2003
50885 | Wheelabrator Gloucester Co LP | 2004
50885 | Wheelabrator Gloucester Co LP | 2005
50885 | Wheelabrator Gloucester Co LP | 2006
50885 | Wheelabrator Gloucester Co LP | 2007
50885 | Wheelabrator Gloucester Co LP | 2008
50885 | Wheelabrator Gloucester Co LP | 2009
50885 | Wheelabrator Gloucester Co LP | 2010
50885 | Wheelabrator Gloucester Co LP | 2011
50885 | Wheelabrator Gloucester Co LP | 2012
50885 | Wheelabrator Gloucester Co LP | 2013
50885 | Wheelabrator Gloucester Co LP | 2014
50885 | Wheelabrator Gloucester Co LP | 2015
50885 | Wheelabrator Gloucester Co LP | 2016
50885 | Wheelabrator Gloucester Co LP | 2017
50885 | Wheelabrator Gloucester Co LP | 2018
50885 | Wheelabrator Gloucester Co LP | 2019
50885 | Wheelabrator Gloucester Co LP | 2020
50886 | Spokane Waste to Energy | 2000
50886 | Spokane Waste to Energy | 2001
50886 | Spokane Waste to Energy | 2002
50886 | Spokane Waste to Energy | 2003
50886 | Spokane Waste to Energy | 2004
50886 | Spokane Waste to Energy | 2005
50886 | Spokane Waste to Energy | 2006
50886 | Spokane Waste to Energy | 2007
50886 | Spokane Waste to Energy | 2008
50886 | Spokane Waste to Energy | 2009
50886 | Spokane Waste to Energy | 2010
50886 | Spokane Waste to Energy | 2011
50886 | Spokane Waste to Energy | 2012
50886 | Spokane Waste to Energy | 2013
50886 | Spokane Waste to Energy | 2014
50886 | Spokane Waste to Energy | 2015
50886 | Spokane Waste to Energy | 2016
50886 | Spokane Waste to Energy | 2017
50886 | Spokane Waste to Energy | 2018
50886 | Spokane Waste to Energy | 2019
50886 | Spokane Waste to Energy | 2020
50887 | Wheelabrator South Broward | 2000
50887 | Wheelabrator South Broward | 2001
50887 | Wheelabrator South Broward | 2002
50887 | Wheelabrator South Broward | 2003
50887 | Wheelabrator South Broward | 2004
50887 | Wheelabrator South Broward | 2005
50887 | Wheelabrator South Broward | 2006
50887 | Wheelabrator South Broward | 2007
50887 | Wheelabrator South Broward | 2008
50887 | Wheelabrator South Broward | 2009
50887 | Wheelabrator South Broward | 2010
50887 | Wheelabrator South Broward | 2011
50887 | Wheelabrator South Broward | 2012
50887 | Wheelabrator South Broward | 2013
50887 | Wheelabrator South Broward | 2014
50887 | Wheelabrator South Broward | 2015
50887 | Wheelabrator South Broward | 2016
50887 | Wheelabrator South Broward | 2017
50887 | Wheelabrator South Broward | 2018
50887 | Wheelabrator South Broward | 2019
50887 | Wheelabrator South Broward | 2020
50888 | Northampton Generating Company | 2000
50888 | Northampton Generating Company | 2001
50888 | Northampton Generating Company | 2002
50888 | Northampton Generating Company | 2003
50888 | Northampton Generating Company | 2004
50888 | Northampton Generating Company | 2005
50888 | Northampton Generating Company | 2006
50888 | Northampton Generating Company | 2007
50888 | Northampton Generating Company | 2008
50888 | Northampton Generating Company | 2009
50888 | Northampton Generating Company | 2010
50888 | Northampton Generating Company | 2011
50888 | Northampton Generating Company | 2012
50888 | Northampton Generating Company | 2013
50888 | Northampton Generating Company | 2014
50888 | Northampton Generating Company | 2015
50888 | Northampton Generating Company | 2016
50888 | Northampton Generating Company | 2017
50888 | Northampton Generating Company | 2018
50888 | Northampton Generating Company | 2019
50888 | Northampton Generating Company | 2020
50900 | Covington Facility | 2000
50900 | Covington Facility | 2009
50903 | Sagamore Plant Cogen | 2000
50906 | Ford Utilities Center | 2000
50907 | Oswego County Energy Recovery | 2000
50921 | Co Gen LLC | 2000
50921 | Co Gen LLC | 2001
50921 | Co Gen LLC | 2002
50921 | Co Gen LLC | 2005
50921 | Co Gen LLC | 2006
50921 | Co Gen LLC | 2007
50921 | Co Gen LLC | 2008
50921 | Co Gen LLC | 2009
50921 | Co Gen LLC | 2010
50921 | Co Gen LLC | 2011
50921 | Co Gen LLC | 2013
50921 | Co Gen LLC | 2014
50921 | Co Gen LLC | 2015
50921 | Co Gen LLC | 2016
50921 | Co Gen LLC | 2017
50921 | Co Gen LLC | 2018
50921 | Co Gen LLC | 2019
50921 | Co Gen LLC | 2020
50949 | Hardee Power Station | 2000
50949 | Hardee Power Station | 2001
50949 | Hardee Power Station | 2002
50949 | Hardee Power Station | 2003
50949 | Hardee Power Station | 2004
50949 | Hardee Power Station | 2005
50949 | Hardee Power Station | 2006
50949 | Hardee Power Station | 2007
50949 | Hardee Power Station | 2008
50949 | Hardee Power Station | 2009
50949 | Hardee Power Station | 2010
50949 | Hardee Power Station | 2011
50949 | Hardee Power Station | 2012
50949 | Hardee Power Station | 2013
50949 | Hardee Power Station | 2014
50949 | Hardee Power Station | 2015
50949 | Hardee Power Station | 2016
50949 | Hardee Power Station | 2017
50949 | Hardee Power Station | 2018
50949 | Hardee Power Station | 2019
50949 | Hardee Power Station | 2020
50950 | Wheelabrator Martell Inc | 2000
50951 | Sunnyside Cogen Associates | 2000
50951 | Sunnyside Cogen Associates | 2001
50951 | Sunnyside Cogen Associates | 2002
50951 | Sunnyside Cogen Associates | 2003
50951 | Sunnyside Cogen Associates | 2004
50951 | Sunnyside Cogen Associates | 2005
50951 | Sunnyside Cogen Associates | 2006
50951 | Sunnyside Cogen Associates | 2007
50951 | Sunnyside Cogen Associates | 2008
50951 | Sunnyside Cogen Associates | 2009
50951 | Sunnyside Cogen Associates | 2010
50951 | Sunnyside Cogen Associates | 2011
50951 | Sunnyside Cogen Associates | 2012
50951 | Sunnyside Cogen Associates | 2013
50951 | Sunnyside Cogen Associates | 2014
50951 | Sunnyside Cogen Associates | 2015
50951 | Sunnyside Cogen Associates | 2016
50951 | Sunnyside Cogen Associates | 2017
50951 | Sunnyside Cogen Associates | 2018
50951 | Sunnyside Cogen Associates | 2019
50951 | Sunnyside Cogen Associates | 2020
50966 | Bellmeade Power Station | 2003
50966 | Bellmeade Power Station | 2004
50966 | Bellmeade Power Station | 2005
50966 | Bellmeade Power Station | 2006
50966 | Bellmeade Power Station | 2007
50966 | Bellmeade Power Station | 2008
50966 | Bellmeade Power Station | 2009
50966 | Bellmeade Power Station | 2010
50966 | Bellmeade Power Station | 2011
50966 | Bellmeade Power Station | 2012
50966 | Bellmeade Power Station | 2013
50966 | Bellmeade Power Station | 2014
50966 | Bellmeade Power Station | 2015
50966 | Bellmeade Power Station | 2016
50966 | Bellmeade Power Station | 2017
50966 | Bellmeade Power Station | 2018
50968 | Watsonville Power Plant | 2001
50968 | Watsonville Power Plant | 2002
50968 | Watsonville Power Plant | 2003
50968 | Watsonville Power Plant | 2004
50968 | Watsonville Power Plant | 2005
50968 | Watsonville Power Plant | 2006
50968 | Watsonville Power Plant | 2007
50968 | Watsonville Power Plant | 2008
50968 | Watsonville Power Plant | 2009
50968 | Watsonville Power Plant | 2010
50974 | Scrubgrass Generating | 2000
50974 | Scrubgrass Generating | 2001
50974 | Scrubgrass Generating | 2002
50974 | Scrubgrass Generating | 2003
50974 | Scrubgrass Generating | 2004
50974 | Scrubgrass Generating | 2005
50974 | Scrubgrass Generating | 2006
50974 | Scrubgrass Generating | 2007
50974 | Scrubgrass Generating | 2008
50974 | Scrubgrass Generating | 2009
50974 | Scrubgrass Generating | 2010
50974 | Scrubgrass Generating | 2011
50974 | Scrubgrass Generating | 2012
50974 | Scrubgrass Generating | 2013
50974 | Scrubgrass Generating | 2014
50974 | Scrubgrass Generating | 2015
50974 | Scrubgrass Generating | 2016
50974 | Scrubgrass Generating | 2017
50974 | Scrubgrass Generating | 2018
50974 | Scrubgrass Generating | 2019
50974 | Scrubgrass Generating | 2020
50976 | Indiantown Cogen Facility | 2000
50976 | Indiantown Cogen Facility | 2001
50976 | Indiantown Cogen Facility | 2002
50976 | Indiantown Cogen Facility | 2003
50976 | Indiantown Cogen Facility | 2004
50976 | Indiantown Cogen Facility | 2005
50976 | Indiantown Cogen Facility | 2006
50976 | Indiantown Cogen Facility | 2007
50976 | Indiantown Cogen Facility | 2008
50976 | Indiantown Cogen Facility | 2009
50976 | Indiantown Cogen Facility | 2010
50976 | Indiantown Cogen Facility | 2011
50976 | Indiantown Cogen Facility | 2012
50976 | Indiantown Cogen Facility | 2013
50976 | Indiantown Cogen Facility | 2014
50976 | Indiantown Cogen Facility | 2015
50976 | Indiantown Cogen Facility | 2016
50976 | Indiantown Cogen Facility | 2017
50976 | Indiantown Cogen Facility | 2018
50978 | Carr Street Generating Station | 2000
50978 | Carr Street Generating Station | 2001
50978 | Carr Street Generating Station | 2002
50978 | Carr Street Generating Station | 2003
50978 | Carr Street Generating Station | 2004
50978 | Carr Street Generating Station | 2005
50978 | Carr Street Generating Station | 2006
50978 | Carr Street Generating Station | 2007
50978 | Carr Street Generating Station | 2008
50978 | Carr Street Generating Station | 2009
50978 | Carr Street Generating Station | 2010
50978 | Carr Street Generating Station | 2011
50978 | Carr Street Generating Station | 2012
50978 | Carr Street Generating Station | 2013
50978 | Carr Street Generating Station | 2014
50978 | Carr Street Generating Station | 2015
50978 | Carr Street Generating Station | 2016
50978 | Carr Street Generating Station | 2017
50978 | Carr Street Generating Station | 2018
50978 | Carr Street Generating Station | 2019
50978 | Carr Street Generating Station | 2020
50993 | Co Gen II LLC | 2000
50993 | Co Gen II LLC | 2001
50993 | Co Gen II LLC | 2002
50993 | Co Gen II LLC | 2005
50993 | Co Gen II LLC | 2006
50993 | Co Gen II LLC | 2007
50993 | Co Gen II LLC | 2008
50993 | Co Gen II LLC | 2009
50993 | Co Gen II LLC | 2013
50993 | Co Gen II LLC | 2014
50993 | Co Gen II LLC | 2015
50993 | Co Gen II LLC | 2016
50993 | Co Gen II LLC | 2017
50993 | Co Gen II LLC | 2018
50993 | Co Gen II LLC | 2019
50993 | Co Gen II LLC | 2020
51026 | Ryegate Associates, LLC | 2000
51026 | Ryegate Associates, LLC | 2001
51026 | Ryegate Associates, LLC | 2002
51026 | Ryegate Associates, LLC | 2003
51026 | Ryegate Associates, LLC | 2004
51026 | Ryegate Associates, LLC | 2005
51026 | Ryegate Associates, LLC | 2006
51026 | Ryegate Associates, LLC | 2007
51026 | Ryegate Associates, LLC | 2008
51026 | Ryegate Associates, LLC | 2009
51026 | Ryegate Associates, LLC | 2010
51026 | Ryegate Associates, LLC | 2011
51026 | Ryegate Associates, LLC | 2012
51026 | Ryegate Associates, LLC | 2013
51026 | Ryegate Associates, LLC | 2014
51026 | Ryegate Associates, LLC | 2015
51026 | Ryegate Associates, LLC | 2016
51026 | Ryegate Associates, LLC | 2017
51026 | Ryegate Associates, LLC | 2018
51026 | Ryegate Associates, LLC | 2019
51026 | Ryegate Associates, LLC | 2020
51030 | Ocean State Power | 2000
51030 | Ocean State Power | 2001
51030 | Ocean State Power | 2002
51030 | Ocean State Power | 2003
51030 | Ocean State Power | 2004
51030 | Ocean State Power | 2005
51030 | Ocean State Power | 2006
51030 | Ocean State Power | 2007
51030 | Ocean State Power | 2008
51030 | Ocean State Power | 2009
51030 | Ocean State Power | 2010
51030 | Ocean State Power | 2011
51030 | Ocean State Power | 2012
51030 | Ocean State Power | 2013
51030 | Ocean State Power | 2014
51030 | Ocean State Power | 2015
51030 | Ocean State Power | 2016
51030 | Ocean State Power | 2017
51030 | Ocean State Power | 2018
51030 | Ocean State Power | 2019
51030 | Ocean State Power | 2020
52007 | Mecklenburg Cogeneration Facility | 2000
52007 | Mecklenburg Cogeneration Facility | 2001
52007 | Mecklenburg Cogeneration Facility | 2002
52007 | Mecklenburg Cogeneration Facility | 2003
52007 | Mecklenburg Cogeneration Facility | 2005
52007 | Mecklenburg Cogeneration Facility | 2006
52007 | Mecklenburg Cogeneration Facility | 2007
52007 | Mecklenburg Cogeneration Facility | 2008
52007 | Mecklenburg Cogeneration Facility | 2009
52007 | Mecklenburg Cogeneration Facility | 2010
52007 | Mecklenburg Cogeneration Facility | 2011
52007 | Mecklenburg Cogeneration Facility | 2012
52007 | Mecklenburg Cogeneration Facility | 2013
52007 | Mecklenburg Cogeneration Facility | 2014
52007 | Mecklenburg Cogeneration Facility | 2015
52007 | Mecklenburg Cogeneration Facility | 2016
52007 | Mecklenburg Cogeneration Facility | 2017
52007 | Mecklenburg Cogeneration Facility | 2018
52010 | Lee County Solid Waste Energy | 2000
52010 | Lee County Solid Waste Energy | 2001
52010 | Lee County Solid Waste Energy | 2002
52010 | Lee County Solid Waste Energy | 2003
52010 | Lee County Solid Waste Energy | 2004
52010 | Lee County Solid Waste Energy | 2005
52010 | Lee County Solid Waste Energy | 2006
52010 | Lee County Solid Waste Energy | 2007
52010 | Lee County Solid Waste Energy | 2008
52010 | Lee County Solid Waste Energy | 2009
52010 | Lee County Solid Waste Energy | 2010
52010 | Lee County Solid Waste Energy | 2011
52010 | Lee County Solid Waste Energy | 2012
52010 | Lee County Solid Waste Energy | 2013
52010 | Lee County Solid Waste Energy | 2014
52010 | Lee County Solid Waste Energy | 2015
52010 | Lee County Solid Waste Energy | 2016
52010 | Lee County Solid Waste Energy | 2017
52010 | Lee County Solid Waste Energy | 2018
52010 | Lee County Solid Waste Energy | 2019
52010 | Lee County Solid Waste Energy | 2020
52026 | Dartmouth Power Associates | 2000
52026 | Dartmouth Power Associates | 2001
52026 | Dartmouth Power Associates | 2002
52026 | Dartmouth Power Associates | 2003
52026 | Dartmouth Power Associates | 2005
52026 | Dartmouth Power Associates | 2006
52026 | Dartmouth Power Associates | 2007
52026 | Dartmouth Power Associates | 2008
52026 | Dartmouth Power Associates | 2009
52026 | Dartmouth Power Associates | 2010
52026 | Dartmouth Power Associates | 2011
52026 | Dartmouth Power Associates | 2012
52026 | Dartmouth Power Associates | 2013
52026 | Dartmouth Power Associates | 2014
52026 | Dartmouth Power Associates | 2015
52026 | Dartmouth Power Associates | 2016
52026 | Dartmouth Power Associates | 2017
52026 | Dartmouth Power Associates | 2018
52026 | Dartmouth Power Associates | 2019
52026 | Dartmouth Power Associates | 2020
52056 | Nassau Energy Corp | 2000
52056 | Nassau Energy Corp | 2001
52056 | Nassau Energy Corp | 2002
52056 | Nassau Energy Corp | 2003
52056 | Nassau Energy Corp | 2004
52056 | Nassau Energy Corp | 2005
52056 | Nassau Energy Corp | 2006
52056 | Nassau Energy Corp | 2007
52056 | Nassau Energy Corp | 2008
52056 | Nassau Energy Corp | 2009
52056 | Nassau Energy Corp | 2010
52056 | Nassau Energy Corp | 2011
52056 | Nassau Energy Corp | 2012
52056 | Nassau Energy Corp | 2013
52056 | Nassau Energy Corp | 2014
52056 | Nassau Energy Corp | 2015
52056 | Nassau Energy Corp | 2016
52056 | Nassau Energy Corp | 2017
52056 | Nassau Energy Corp | 2018
52056 | Nassau Energy Corp | 2019
52056 | Nassau Energy Corp | 2020
52071 | Sandow | 2000
52071 | Sandow | 2011
52071 | Sandow | 2012
52071 | Sandow | 2013
52071 | Sandow | 2014
52071 | Sandow | 2015
52071 | Sandow | 2016
52071 | Sandow | 2017
52071 | Sandow | 2018
52088 | Texas City Cogen LLC | 2000
52088 | Texas City Cogen LLC | 2001
52088 | Texas City Cogen LLC | 2002
52088 | Texas City Cogen LLC | 2003
52088 | Texas City Cogen LLC | 2004
52088 | Texas City Cogen LLC | 2005
52088 | Texas City Cogen LLC | 2006
52088 | Texas City Cogen LLC | 2007
52088 | Texas City Cogen LLC | 2008
52088 | Texas City Cogen LLC | 2009
52088 | Texas City Cogen LLC | 2010
52088 | Texas City Cogen LLC | 2011
52088 | Texas City Cogen LLC | 2012
52088 | Texas City Cogen LLC | 2013
52088 | Texas City Cogen LLC | 2014
52088 | Texas City Cogen LLC | 2015
52088 | Texas City Cogen LLC | 2016
52088 | Texas City Cogen LLC | 2017
52088 | Texas City Cogen LLC | 2018
52088 | Texas City Cogen LLC | 2019
52088 | Texas City Cogen LLC | 2020
52118 | Multitrade of Pittsylvania County LP Plant | 2000
52118 | Multitrade of Pittsylvania County LP Plant | 2002
52118 | Multitrade of Pittsylvania County LP Plant | 2003
52118 | Multitrade of Pittsylvania County LP Plant | 2004
52118 | Multitrade of Pittsylvania County LP Plant | 2005
52118 | Multitrade of Pittsylvania County LP Plant | 2006
52118 | Multitrade of Pittsylvania County LP Plant | 2007
52118 | Multitrade of Pittsylvania County LP Plant | 2008
52118 | Multitrade of Pittsylvania County LP Plant | 2009
52118 | Multitrade of Pittsylvania County LP Plant | 2010
52118 | Multitrade of Pittsylvania County LP Plant | 2011
52118 | Multitrade of Pittsylvania County LP Plant | 2012
52118 | Multitrade of Pittsylvania County LP Plant | 2013
52118 | Multitrade of Pittsylvania County LP Plant | 2014
52118 | Multitrade of Pittsylvania County LP Plant | 2015
52118 | Multitrade of Pittsylvania County LP Plant | 2016
52118 | Multitrade of Pittsylvania County LP Plant | 2017
52118 | Multitrade of Pittsylvania County LP Plant | 2018
52168 | Riverbay Corp | 2000
52176 | C R Wing Cogen Plant | 2000
52176 | C R Wing Cogen Plant | 2001
52176 | C R Wing Cogen Plant | 2002
52176 | C R Wing Cogen Plant | 2003
52176 | C R Wing Cogen Plant | 2004
52176 | C R Wing Cogen Plant | 2005
52176 | C R Wing Cogen Plant | 2006
52176 | C R Wing Cogen Plant | 2007
52176 | C R Wing Cogen Plant | 2008
52176 | C R Wing Cogen Plant | 2009
52176 | C R Wing Cogen Plant | 2010
52176 | C R Wing Cogen Plant | 2011
52176 | C R Wing Cogen Plant | 2012
52176 | C R Wing Cogen Plant | 2013
52176 | C R Wing Cogen Plant | 2014
52176 | C R Wing Cogen Plant | 2015
52176 | C R Wing Cogen Plant | 2016
52176 | C R Wing Cogen Plant | 2017
52176 | C R Wing Cogen Plant | 2018
52176 | C R Wing Cogen Plant | 2019
52176 | C R Wing Cogen Plant | 2020
54015 | BKK Landfill | 2000
54015 | BKK Landfill | 2003
54015 | BKK Landfill | 2004
54015 | BKK Landfill | 2005
54015 | BKK Landfill | 2006
54015 | BKK Landfill | 2007
54015 | BKK Landfill | 2008
54015 | BKK Landfill | 2009
54015 | BKK Landfill | 2010
54015 | BKK Landfill | 2011
54015 | BKK Landfill | 2012
54015 | BKK Landfill | 2013
54015 | BKK Landfill | 2014
54015 | BKK Landfill | 2015
54015 | BKK Landfill | 2016
54015 | BKK Landfill | 2017
54015 | BKK Landfill | 2018
54015 | BKK Landfill | 2019
54015 | BKK Landfill | 2020
54033 | Wheelabrator North Broward | 2000
54033 | Wheelabrator North Broward | 2001
54033 | Wheelabrator North Broward | 2002
54033 | Wheelabrator North Broward | 2003
54033 | Wheelabrator North Broward | 2004
54033 | Wheelabrator North Broward | 2005
54033 | Wheelabrator North Broward | 2006
54033 | Wheelabrator North Broward | 2007
54033 | Wheelabrator North Broward | 2008
54033 | Wheelabrator North Broward | 2009
54033 | Wheelabrator North Broward | 2010
54033 | Wheelabrator North Broward | 2011
54033 | Wheelabrator North Broward | 2012
54033 | Wheelabrator North Broward | 2013
54033 | Wheelabrator North Broward | 2014
54033 | Wheelabrator North Broward | 2015
54034 | Rensselaer Cogen | 2000
54034 | Rensselaer Cogen | 2001
54034 | Rensselaer Cogen | 2002
54034 | Rensselaer Cogen | 2003
54034 | Rensselaer Cogen | 2004
54034 | Rensselaer Cogen | 2005
54034 | Rensselaer Cogen | 2006
54034 | Rensselaer Cogen | 2007
54034 | Rensselaer Cogen | 2008
54034 | Rensselaer Cogen | 2009
54034 | Rensselaer Cogen | 2010
54034 | Rensselaer Cogen | 2011
54034 | Rensselaer Cogen | 2012
54034 | Rensselaer Cogen | 2013
54034 | Rensselaer Cogen | 2014
54034 | Rensselaer Cogen | 2015
54034 | Rensselaer Cogen | 2016
54034 | Rensselaer Cogen | 2017
54034 | Rensselaer Cogen | 2018
54034 | Rensselaer Cogen | 2019
54034 | Rensselaer Cogen | 2020
54035 | Roanoke Valley Energy Facililty I | 2000
54035 | Roanoke Valley Energy Facililty I | 2001
54035 | Roanoke Valley Energy Facililty I | 2002
54035 | Roanoke Valley Energy Facililty I | 2003
54035 | Roanoke Valley Energy Facililty I | 2004
54035 | Roanoke Valley Energy Facililty I | 2005
54035 | Roanoke Valley Energy Facililty I | 2006
54035 | Roanoke Valley Energy Facililty I | 2007
54035 | Roanoke Valley Energy Facililty I | 2008
54035 | Roanoke Valley Energy Facililty I | 2009
54035 | Roanoke Valley Energy Facililty I | 2010
54035 | Roanoke Valley Energy Facililty I | 2011
54035 | Roanoke Valley Energy Facililty I | 2012
54035 | Roanoke Valley Energy Facililty I | 2013
54035 | Roanoke Valley Energy Facililty I | 2014
54035 | Roanoke Valley Energy Facililty I | 2015
54035 | Roanoke Valley Energy Facililty I | 2016
54035 | Roanoke Valley Energy Facililty I | 2017
54041 | Lockport Energy Assoc LP Lockport Cogen Facil | 2000
54041 | Lockport Energy Assoc LP Lockport Cogen Facil | 2001
54041 | Lockport Energy Assoc LP Lockport Cogen Facil | 2002
54041 | Lockport Energy Assoc LP Lockport Cogen Facil | 2003
54041 | Lockport Energy Assoc LP Lockport Cogen Facil | 2004
54041 | Lockport Energy Assoc LP Lockport Cogen Facil | 2005
54041 | Lockport Energy Assoc LP Lockport Cogen Facil | 2006
54041 | Lockport Energy Assoc LP Lockport Cogen Facil | 2007
54041 | Lockport Energy Assoc LP Lockport Cogen Facil | 2008
54041 | Lockport Energy Assoc LP Lockport Cogen Facil | 2009
54041 | Lockport Energy Assoc LP Lockport Cogen Facil | 2010
54041 | Lockport Energy Assoc LP Lockport Cogen Facil | 2011
54041 | Lockport Energy Assoc LP Lockport Cogen Facil | 2012
54041 | Lockport Energy Assoc LP Lockport Cogen Facil | 2013
54041 | Lockport Energy Assoc LP Lockport Cogen Facil | 2014
54041 | Lockport Energy Assoc LP Lockport Cogen Facil | 2015
54041 | Lockport Energy Assoc LP Lockport Cogen Facil | 2016
54041 | Lockport Energy Assoc LP Lockport Cogen Facil | 2017
54041 | Lockport Energy Assoc LP Lockport Cogen Facil | 2018
54041 | Lockport Energy Assoc LP Lockport Cogen Facil | 2019
54041 | Lockport Energy Assoc LP Lockport Cogen Facil | 2020
54056 | Pawtucket Power Associates | 2000
54056 | Pawtucket Power Associates | 2001
54056 | Pawtucket Power Associates | 2002
54056 | Pawtucket Power Associates | 2003
54056 | Pawtucket Power Associates | 2005
54056 | Pawtucket Power Associates | 2006
54056 | Pawtucket Power Associates | 2007
54056 | Pawtucket Power Associates | 2008
54056 | Pawtucket Power Associates | 2009
54056 | Pawtucket Power Associates | 2010
54056 | Pawtucket Power Associates | 2011
54056 | Pawtucket Power Associates | 2012
54056 | Pawtucket Power Associates | 2013
54056 | Pawtucket Power Associates | 2014
54056 | Pawtucket Power Associates | 2015
54056 | Pawtucket Power Associates | 2016
54056 | Pawtucket Power Associates | 2017
54056 | Pawtucket Power Associates | 2018
54056 | Pawtucket Power Associates | 2019
54056 | Pawtucket Power Associates | 2020
54076 | Indeck Olean Energy Center | 2000
54076 | Indeck Olean Energy Center | 2001
54076 | Indeck Olean Energy Center | 2002
54076 | Indeck Olean Energy Center | 2003
54076 | Indeck Olean Energy Center | 2004
54076 | Indeck Olean Energy Center | 2005
54076 | Indeck Olean Energy Center | 2006
54076 | Indeck Olean Energy Center | 2007
54076 | Indeck Olean Energy Center | 2008
54076 | Indeck Olean Energy Center | 2009
54076 | Indeck Olean Energy Center | 2010
54076 | Indeck Olean Energy Center | 2011
54076 | Indeck Olean Energy Center | 2012
54076 | Indeck Olean Energy Center | 2013
54076 | Indeck Olean Energy Center | 2014
54076 | Indeck Olean Energy Center | 2015
54076 | Indeck Olean Energy Center | 2016
54076 | Indeck Olean Energy Center | 2017
54076 | Indeck Olean Energy Center | 2018
54076 | Indeck Olean Energy Center | 2019
54076 | Indeck Olean Energy Center | 2020
54081 | Cogentrix of Richmond | 2000
54081 | Cogentrix of Richmond | 2001
54081 | Cogentrix of Richmond | 2002
54081 | Cogentrix of Richmond | 2003
54081 | Cogentrix of Richmond | 2004
54081 | Cogentrix of Richmond | 2005
54081 | Cogentrix of Richmond | 2006
54081 | Cogentrix of Richmond | 2007
54081 | Cogentrix of Richmond | 2008
54081 | Cogentrix of Richmond | 2009
54081 | Cogentrix of Richmond | 2010
54081 | Cogentrix of Richmond | 2011
54081 | Cogentrix of Richmond | 2012
54081 | Cogentrix of Richmond | 2013
54081 | Cogentrix of Richmond | 2014
54081 | Cogentrix of Richmond | 2015
54081 | Cogentrix of Richmond | 2016
54081 | Cogentrix of Richmond | 2017
54081 | Cogentrix of Richmond | 2018
54081 | Cogentrix of Richmond | 2019
54081 | Cogentrix of Richmond | 2020
54114 | Kennedy International Airport Cogen | 2000
54114 | Kennedy International Airport Cogen | 2001
54114 | Kennedy International Airport Cogen | 2002
54114 | Kennedy International Airport Cogen | 2003
54114 | Kennedy International Airport Cogen | 2004
54114 | Kennedy International Airport Cogen | 2005
54114 | Kennedy International Airport Cogen | 2006
54114 | Kennedy International Airport Cogen | 2007
54114 | Kennedy International Airport Cogen | 2008
54114 | Kennedy International Airport Cogen | 2009
54114 | Kennedy International Airport Cogen | 2010
54114 | Kennedy International Airport Cogen | 2011
54114 | Kennedy International Airport Cogen | 2012
54114 | Kennedy International Airport Cogen | 2013
54114 | Kennedy International Airport Cogen | 2014
54114 | Kennedy International Airport Cogen | 2015
54114 | Kennedy International Airport Cogen | 2016
54114 | Kennedy International Airport Cogen | 2017
54114 | Kennedy International Airport Cogen | 2018
54114 | Kennedy International Airport Cogen | 2019
54114 | Kennedy International Airport Cogen | 2020
54131 | Fortistar North Tonawanda | 2000
54131 | Fortistar North Tonawanda | 2001
54131 | Fortistar North Tonawanda | 2002
54131 | Fortistar North Tonawanda | 2003
54131 | Fortistar North Tonawanda | 2004
54131 | Fortistar North Tonawanda | 2005
54131 | Fortistar North Tonawanda | 2006
54131 | Fortistar North Tonawanda | 2007
54131 | Fortistar North Tonawanda | 2008
54131 | Fortistar North Tonawanda | 2009
54131 | Fortistar North Tonawanda | 2010
54131 | Fortistar North Tonawanda | 2011
54131 | Fortistar North Tonawanda | 2012
54131 | Fortistar North Tonawanda | 2013
54131 | Fortistar North Tonawanda | 2014
54131 | Fortistar North Tonawanda | 2015
54131 | Fortistar North Tonawanda | 2016
54131 | Fortistar North Tonawanda | 2017
54131 | Fortistar North Tonawanda | 2018
54131 | Fortistar North Tonawanda | 2019
54131 | Fortistar North Tonawanda | 2020
54144 | Piney Creek Project | 2000
54144 | Piney Creek Project | 2001
54144 | Piney Creek Project | 2002
54144 | Piney Creek Project | 2003
54144 | Piney Creek Project | 2004
54144 | Piney Creek Project | 2005
54144 | Piney Creek Project | 2006
54144 | Piney Creek Project | 2007
54144 | Piney Creek Project | 2008
54144 | Piney Creek Project | 2009
54144 | Piney Creek Project | 2010
54144 | Piney Creek Project | 2011
54144 | Piney Creek Project | 2012
54144 | Piney Creek Project | 2013
54219 | Burney Mountain Power | 2000
54219 | Burney Mountain Power | 2001
54219 | Burney Mountain Power | 2002
54219 | Burney Mountain Power | 2003
54219 | Burney Mountain Power | 2004
54219 | Burney Mountain Power | 2005
54219 | Burney Mountain Power | 2006
54219 | Burney Mountain Power | 2007
54219 | Burney Mountain Power | 2008
54219 | Burney Mountain Power | 2009
54219 | Burney Mountain Power | 2010
54221 | Blanco Compressor Station | 2000
54224 | Franklin Heating Station | 2000
54238 | Port of Stockton District Energy Fac | 2000
54238 | Port of Stockton District Energy Fac | 2001
54238 | Port of Stockton District Energy Fac | 2002
54238 | Port of Stockton District Energy Fac | 2003
54238 | Port of Stockton District Energy Fac | 2004
54238 | Port of Stockton District Energy Fac | 2005
54238 | Port of Stockton District Energy Fac | 2006
54238 | Port of Stockton District Energy Fac | 2007
54238 | Port of Stockton District Energy Fac | 2008
54238 | Port of Stockton District Energy Fac | 2009
54238 | Port of Stockton District Energy Fac | 2013
54238 | Port of Stockton District Energy Fac | 2014
54238 | Port of Stockton District Energy Fac | 2015
54238 | Port of Stockton District Energy Fac | 2016
54238 | Port of Stockton District Energy Fac | 2017
54238 | Port of Stockton District Energy Fac | 2018
54238 | Port of Stockton District Energy Fac | 2019
54238 | Port of Stockton District Energy Fac | 2020
54265 | Akron Recycle Energy Plant Akron Plant | 2000
54271 | Saguaro Power | 2000
54271 | Saguaro Power | 2001
54271 | Saguaro Power | 2002
54271 | Saguaro Power | 2003
54271 | Saguaro Power | 2004
54271 | Saguaro Power | 2005
54271 | Saguaro Power | 2006
54271 | Saguaro Power | 2007
54271 | Saguaro Power | 2008
54271 | Saguaro Power | 2009
54271 | Saguaro Power | 2010
54271 | Saguaro Power | 2011
54271 | Saguaro Power | 2012
54271 | Saguaro Power | 2013
54271 | Saguaro Power | 2014
54271 | Saguaro Power | 2015
54271 | Saguaro Power | 2016
54271 | Saguaro Power | 2017
54271 | Saguaro Power | 2018
54271 | Saguaro Power | 2019
54271 | Saguaro Power | 2020
54304 | Birchwood Power | 2000
54304 | Birchwood Power | 2001
54304 | Birchwood Power | 2002
54304 | Birchwood Power | 2003
54304 | Birchwood Power | 2004
54304 | Birchwood Power | 2005
54304 | Birchwood Power | 2006
54304 | Birchwood Power | 2007
54304 | Birchwood Power | 2008
54304 | Birchwood Power | 2009
54304 | Birchwood Power | 2010
54304 | Birchwood Power | 2011
54304 | Birchwood Power | 2012
54304 | Birchwood Power | 2013
54304 | Birchwood Power | 2014
54304 | Birchwood Power | 2015
54304 | Birchwood Power | 2016
54304 | Birchwood Power | 2017
54304 | Birchwood Power | 2018
54304 | Birchwood Power | 2019
54304 | Birchwood Power | 2020
54324 | Ocean State Power II | 2000
54324 | Ocean State Power II | 2001
54324 | Ocean State Power II | 2002
54324 | Ocean State Power II | 2003
54324 | Ocean State Power II | 2004
54324 | Ocean State Power II | 2005
54324 | Ocean State Power II | 2006
54324 | Ocean State Power II | 2007
54324 | Ocean State Power II | 2008
54324 | Ocean State Power II | 2009
54324 | Ocean State Power II | 2010
54324 | Ocean State Power II | 2011
54324 | Ocean State Power II | 2012
54324 | Ocean State Power II | 2013
54324 | Ocean State Power II | 2014
54324 | Ocean State Power II | 2015
54324 | Ocean State Power II | 2016
54324 | Ocean State Power II | 2017
54324 | Ocean State Power II | 2018
54324 | Ocean State Power II | 2019
54324 | Ocean State Power II | 2020
54349 | Nevada Cogen Assoc#2 Black Mtn Plant | 2000
54349 | Nevada Cogen Assoc#2 Black Mtn Plant | 2001
54349 | Nevada Cogen Assoc#2 Black Mtn Plant | 2002
54349 | Nevada Cogen Assoc#2 Black Mtn Plant | 2003
54349 | Nevada Cogen Assoc#2 Black Mtn Plant | 2004
54349 | Nevada Cogen Assoc#2 Black Mtn Plant | 2005
54349 | Nevada Cogen Assoc#2 Black Mtn Plant | 2006
54349 | Nevada Cogen Assoc#2 Black Mtn Plant | 2007
54349 | Nevada Cogen Assoc#2 Black Mtn Plant | 2008
54349 | Nevada Cogen Assoc#2 Black Mtn Plant | 2009
54349 | Nevada Cogen Assoc#2 Black Mtn Plant | 2010
54349 | Nevada Cogen Assoc#2 Black Mtn Plant | 2011
54349 | Nevada Cogen Assoc#2 Black Mtn Plant | 2012
54349 | Nevada Cogen Assoc#2 Black Mtn Plant | 2013
54349 | Nevada Cogen Assoc#2 Black Mtn Plant | 2014
54349 | Nevada Cogen Assoc#2 Black Mtn Plant | 2015
54349 | Nevada Cogen Assoc#2 Black Mtn Plant | 2016
54349 | Nevada Cogen Assoc#2 Black Mtn Plant | 2017
54349 | Nevada Cogen Assoc#2 Black Mtn Plant | 2018
54349 | Nevada Cogen Assoc#2 Black Mtn Plant | 2019
54349 | Nevada Cogen Assoc#2 Black Mtn Plant | 2020
54350 | Nevada Cogen Assoc#1 GarnetVly | 2000
54350 | Nevada Cogen Assoc#1 GarnetVly | 2001
54350 | Nevada Cogen Assoc#1 GarnetVly | 2002
54350 | Nevada Cogen Assoc#1 GarnetVly | 2003
54350 | Nevada Cogen Assoc#1 GarnetVly | 2004
54350 | Nevada Cogen Assoc#1 GarnetVly | 2005
54350 | Nevada Cogen Assoc#1 GarnetVly | 2006
54350 | Nevada Cogen Assoc#1 GarnetVly | 2007
54350 | Nevada Cogen Assoc#1 GarnetVly | 2008
54350 | Nevada Cogen Assoc#1 GarnetVly | 2009
54350 | Nevada Cogen Assoc#1 GarnetVly | 2010
54350 | Nevada Cogen Assoc#1 GarnetVly | 2011
54350 | Nevada Cogen Assoc#1 GarnetVly | 2012
54350 | Nevada Cogen Assoc#1 GarnetVly | 2013
54350 | Nevada Cogen Assoc#1 GarnetVly | 2014
54350 | Nevada Cogen Assoc#1 GarnetVly | 2015
54350 | Nevada Cogen Assoc#1 GarnetVly | 2016
54350 | Nevada Cogen Assoc#1 GarnetVly | 2017
54350 | Nevada Cogen Assoc#1 GarnetVly | 2018
54350 | Nevada Cogen Assoc#1 GarnetVly | 2019
54350 | Nevada Cogen Assoc#1 GarnetVly | 2020
54365 | Orange Cogeneration Facility | 2000
54365 | Orange Cogeneration Facility | 2001
54365 | Orange Cogeneration Facility | 2002
54365 | Orange Cogeneration Facility | 2003
54365 | Orange Cogeneration Facility | 2004
54365 | Orange Cogeneration Facility | 2005
54365 | Orange Cogeneration Facility | 2006
54365 | Orange Cogeneration Facility | 2007
54365 | Orange Cogeneration Facility | 2008
54365 | Orange Cogeneration Facility | 2009
54365 | Orange Cogeneration Facility | 2010
54365 | Orange Cogeneration Facility | 2011
54365 | Orange Cogeneration Facility | 2012
54365 | Orange Cogeneration Facility | 2013
54365 | Orange Cogeneration Facility | 2014
54365 | Orange Cogeneration Facility | 2015
54365 | Orange Cogeneration Facility | 2016
54365 | Orange Cogeneration Facility | 2017
54365 | Orange Cogeneration Facility | 2018
54365 | Orange Cogeneration Facility | 2019
54365 | Orange Cogeneration Facility | 2020
54415 | Cadillac Renewable Energy | 2000
54415 | Cadillac Renewable Energy | 2001
54415 | Cadillac Renewable Energy | 2002
54415 | Cadillac Renewable Energy | 2003
54415 | Cadillac Renewable Energy | 2004
54415 | Cadillac Renewable Energy | 2005
54415 | Cadillac Renewable Energy | 2006
54415 | Cadillac Renewable Energy | 2007
54415 | Cadillac Renewable Energy | 2008
54415 | Cadillac Renewable Energy | 2009
54415 | Cadillac Renewable Energy | 2010
54415 | Cadillac Renewable Energy | 2011
54415 | Cadillac Renewable Energy | 2012
54415 | Cadillac Renewable Energy | 2013
54415 | Cadillac Renewable Energy | 2014
54415 | Cadillac Renewable Energy | 2015
54415 | Cadillac Renewable Energy | 2016
54415 | Cadillac Renewable Energy | 2017
54415 | Cadillac Renewable Energy | 2018
54415 | Cadillac Renewable Energy | 2019
54415 | Cadillac Renewable Energy | 2020
54423 | Lake Cogen Ltd | 2000
54423 | Lake Cogen Ltd | 2001
54423 | Lake Cogen Ltd | 2002
54423 | Lake Cogen Ltd | 2003
54423 | Lake Cogen Ltd | 2004
54423 | Lake Cogen Ltd | 2005
54423 | Lake Cogen Ltd | 2006
54423 | Lake Cogen Ltd | 2007
54423 | Lake Cogen Ltd | 2008
54423 | Lake Cogen Ltd | 2009
54423 | Lake Cogen Ltd | 2010
54423 | Lake Cogen Ltd | 2011
54423 | Lake Cogen Ltd | 2012
54423 | Lake Cogen Ltd | 2013
54423 | Lake Cogen Ltd | 2014
54424 | Pasco Cogen Ltd | 2000
54424 | Pasco Cogen Ltd | 2001
54424 | Pasco Cogen Ltd | 2002
54424 | Pasco Cogen Ltd | 2003
54424 | Pasco Cogen Ltd | 2004
54424 | Pasco Cogen Ltd | 2005
54424 | Pasco Cogen Ltd | 2006
54424 | Pasco Cogen Ltd | 2007
54424 | Pasco Cogen Ltd | 2008
54424 | Pasco Cogen Ltd | 2009
54424 | Pasco Cogen Ltd | 2010
54424 | Pasco Cogen Ltd | 2011
54424 | Pasco Cogen Ltd | 2012
54424 | Pasco Cogen Ltd | 2013
54424 | Pasco Cogen Ltd | 2014
54424 | Pasco Cogen Ltd | 2015
54424 | Pasco Cogen Ltd | 2016
54424 | Pasco Cogen Ltd | 2017
54424 | Pasco Cogen Ltd | 2018
54426 | Mulberry Cogeneration Facility | 2000
54426 | Mulberry Cogeneration Facility | 2001
54426 | Mulberry Cogeneration Facility | 2002
54426 | Mulberry Cogeneration Facility | 2003
54426 | Mulberry Cogeneration Facility | 2004
54426 | Mulberry Cogeneration Facility | 2005
54426 | Mulberry Cogeneration Facility | 2006
54426 | Mulberry Cogeneration Facility | 2007
54426 | Mulberry Cogeneration Facility | 2008
54426 | Mulberry Cogeneration Facility | 2009
54426 | Mulberry Cogeneration Facility | 2010
54426 | Mulberry Cogeneration Facility | 2011
54426 | Mulberry Cogeneration Facility | 2012
54426 | Mulberry Cogeneration Facility | 2013
54426 | Mulberry Cogeneration Facility | 2014
54426 | Mulberry Cogeneration Facility | 2015
54426 | Mulberry Cogeneration Facility | 2016
54426 | Mulberry Cogeneration Facility | 2017
54426 | Mulberry Cogeneration Facility | 2018
54426 | Mulberry Cogeneration Facility | 2019
54426 | Mulberry Cogeneration Facility | 2020
54466 | Orlando Cogen LP | 2001
54466 | Orlando Cogen LP | 2002
54466 | Orlando Cogen LP | 2004
54466 | Orlando Cogen LP | 2005
54466 | Orlando Cogen LP | 2006
54466 | Orlando Cogen LP | 2007
54466 | Orlando Cogen LP | 2008
54466 | Orlando Cogen LP | 2009
54466 | Orlando Cogen LP | 2010
54466 | Orlando Cogen LP | 2011
54466 | Orlando Cogen LP | 2012
54466 | Orlando Cogen LP | 2013
54466 | Orlando Cogen LP | 2014
54466 | Orlando Cogen LP | 2015
54466 | Orlando Cogen LP | 2016
54466 | Orlando Cogen LP | 2017
54466 | Orlando Cogen LP | 2018
54466 | Orlando Cogen LP | 2019
54466 | Orlando Cogen LP | 2020
54468 | Mt Lassen Power | 2000
54468 | Mt Lassen Power | 2001
54468 | Mt Lassen Power | 2002
54468 | Mt Lassen Power | 2003
54468 | Mt Lassen Power | 2004
54468 | Mt Lassen Power | 2005
54468 | Mt Lassen Power | 2006
54468 | Mt Lassen Power | 2007
54468 | Mt Lassen Power | 2008
54468 | Mt Lassen Power | 2009
54468 | Mt Lassen Power | 2010
54468 | Mt Lassen Power | 2011
54469 | Pacific Oroville Power | 2000
54469 | Pacific Oroville Power | 2001
54469 | Pacific Oroville Power | 2002
54469 | Pacific Oroville Power | 2003
54469 | Pacific Oroville Power | 2004
54469 | Pacific Oroville Power | 2005
54469 | Pacific Oroville Power | 2006
54469 | Pacific Oroville Power | 2007
54469 | Pacific Oroville Power | 2008
54469 | Pacific Oroville Power | 2009
54469 | Pacific Oroville Power | 2010
54469 | Pacific Oroville Power | 2011
54469 | Pacific Oroville Power | 2012
54476 | Sumas Cogeneration Co LP | 2000
54476 | Sumas Cogeneration Co LP | 2001
54476 | Sumas Cogeneration Co LP | 2002
54476 | Sumas Cogeneration Co LP | 2003
54476 | Sumas Cogeneration Co LP | 2004
54476 | Sumas Cogeneration Co LP | 2005
54476 | Sumas Cogeneration Co LP | 2006
54476 | Sumas Cogeneration Co LP | 2007
54476 | Sumas Cogeneration Co LP | 2008
54476 | Sumas Cogeneration Co LP | 2009
54476 | Sumas Cogeneration Co LP | 2010
54476 | Sumas Cogeneration Co LP | 2011
54476 | Sumas Cogeneration Co LP | 2012
54476 | Sumas Cogeneration Co LP | 2013
54476 | Sumas Cogeneration Co LP | 2014
54476 | Sumas Cogeneration Co LP | 2015
54476 | Sumas Cogeneration Co LP | 2016
54476 | Sumas Cogeneration Co LP | 2017
54476 | Sumas Cogeneration Co LP | 2018
54476 | Sumas Cogeneration Co LP | 2019
54476 | Sumas Cogeneration Co LP | 2020
54526 | Lyonsdale Biomass LLC | 2000
54526 | Lyonsdale Biomass LLC | 2001
54526 | Lyonsdale Biomass LLC | 2002
54526 | Lyonsdale Biomass LLC | 2003
54526 | Lyonsdale Biomass LLC | 2004
54526 | Lyonsdale Biomass LLC | 2005
54526 | Lyonsdale Biomass LLC | 2006
54526 | Lyonsdale Biomass LLC | 2007
54526 | Lyonsdale Biomass LLC | 2008
54526 | Lyonsdale Biomass LLC | 2009
54526 | Lyonsdale Biomass LLC | 2010
54526 | Lyonsdale Biomass LLC | 2011
54526 | Lyonsdale Biomass LLC | 2012
54526 | Lyonsdale Biomass LLC | 2013
54526 | Lyonsdale Biomass LLC | 2014
54526 | Lyonsdale Biomass LLC | 2015
54526 | Lyonsdale Biomass LLC | 2016
54526 | Lyonsdale Biomass LLC | 2017
54529 | Ridge Generating Station | 2000
54529 | Ridge Generating Station | 2001
54529 | Ridge Generating Station | 2002
54529 | Ridge Generating Station | 2003
54529 | Ridge Generating Station | 2004
54529 | Ridge Generating Station | 2005
54529 | Ridge Generating Station | 2006
54529 | Ridge Generating Station | 2007
54529 | Ridge Generating Station | 2008
54529 | Ridge Generating Station | 2009
54529 | Ridge Generating Station | 2010
54529 | Ridge Generating Station | 2011
54529 | Ridge Generating Station | 2012
54529 | Ridge Generating Station | 2013
54529 | Ridge Generating Station | 2014
54529 | Ridge Generating Station | 2015
54529 | Ridge Generating Station | 2016
54529 | Ridge Generating Station | 2017
54529 | Ridge Generating Station | 2018
54529 | Ridge Generating Station | 2019
54537 | Ferndale Generating Station | 2000
54537 | Ferndale Generating Station | 2001
54537 | Ferndale Generating Station | 2002
54537 | Ferndale Generating Station | 2003
54537 | Ferndale Generating Station | 2004
54537 | Ferndale Generating Station | 2005
54537 | Ferndale Generating Station | 2006
54537 | Ferndale Generating Station | 2007
54537 | Ferndale Generating Station | 2008
54537 | Ferndale Generating Station | 2009
54537 | Ferndale Generating Station | 2010
54537 | Ferndale Generating Station | 2011
54537 | Ferndale Generating Station | 2012
54537 | Ferndale Generating Station | 2013
54537 | Ferndale Generating Station | 2014
54537 | Ferndale Generating Station | 2015
54537 | Ferndale Generating Station | 2016
54537 | Ferndale Generating Station | 2017
54537 | Ferndale Generating Station | 2018
54537 | Ferndale Generating Station | 2019
54537 | Ferndale Generating Station | 2020
54547 | Sithe Independence Station | 2000
54547 | Sithe Independence Station | 2001
54547 | Sithe Independence Station | 2002
54547 | Sithe Independence Station | 2003
54547 | Sithe Independence Station | 2004
54547 | Sithe Independence Station | 2005
54547 | Sithe Independence Station | 2006
54547 | Sithe Independence Station | 2007
54547 | Sithe Independence Station | 2008
54547 | Sithe Independence Station | 2009
54547 | Sithe Independence Station | 2010
54547 | Sithe Independence Station | 2011
54547 | Sithe Independence Station | 2012
54547 | Sithe Independence Station | 2013
54547 | Sithe Independence Station | 2014
54547 | Sithe Independence Station | 2015
54547 | Sithe Independence Station | 2016
54547 | Sithe Independence Station | 2017
54547 | Sithe Independence Station | 2018
54547 | Sithe Independence Station | 2019
54547 | Sithe Independence Station | 2020
54561 | Graphic Packaging International | 2000
54561 | Graphic Packaging International | 2001
54561 | Graphic Packaging International | 2002
54561 | Graphic Packaging International | 2003
54561 | Graphic Packaging International | 2004
54561 | Graphic Packaging International | 2005
54561 | Graphic Packaging International | 2006
54561 | Graphic Packaging International | 2007
54561 | Graphic Packaging International | 2008
54561 | Graphic Packaging International | 2009
54561 | Graphic Packaging International | 2010
54561 | Graphic Packaging International | 2011
54561 | Graphic Packaging International | 2012
54561 | Graphic Packaging International | 2013
54561 | Graphic Packaging International | 2014
54561 | Graphic Packaging International | 2015
54561 | Graphic Packaging International | 2016
54561 | Graphic Packaging International | 2017
54578 | Glenns Ferry Cogen Facility | 2001
54578 | Glenns Ferry Cogen Facility | 2002
54578 | Glenns Ferry Cogen Facility | 2003
54578 | Glenns Ferry Cogen Facility | 2004
54578 | Glenns Ferry Cogen Facility | 2005
54578 | Glenns Ferry Cogen Facility | 2006
54578 | Glenns Ferry Cogen Facility | 2007
54578 | Glenns Ferry Cogen Facility | 2009
54579 | Rupert Cogen Project | 2001
54579 | Rupert Cogen Project | 2002
54579 | Rupert Cogen Project | 2003
54579 | Rupert Cogen Project | 2004
54579 | Rupert Cogen Project | 2005
54579 | Rupert Cogen Project | 2006
54579 | Rupert Cogen Project | 2007
54579 | Rupert Cogen Project | 2008
54579 | Rupert Cogen Project | 2009
54579 | Rupert Cogen Project | 2010
54579 | Rupert Cogen Project | 2011
54579 | Rupert Cogen Project | 2012
54579 | Rupert Cogen Project | 2013
54579 | Rupert Cogen Project | 2014
54579 | Rupert Cogen Project | 2015
54579 | Rupert Cogen Project | 2016
54586 | L'Energia Energy Center | 2000
54586 | L'Energia Energy Center | 2001
54586 | L'Energia Energy Center | 2002
54586 | L'Energia Energy Center | 2003
54586 | L'Energia Energy Center | 2004
54586 | L'Energia Energy Center | 2011
54586 | L'Energia Energy Center | 2012
54586 | L'Energia Energy Center | 2013
54586 | L'Energia Energy Center | 2014
54586 | L'Energia Energy Center | 2015
54586 | L'Energia Energy Center | 2016
54586 | L'Energia Energy Center | 2017
54586 | L'Energia Energy Center | 2018
54586 | L'Energia Energy Center | 2019
54586 | L'Energia Energy Center | 2020
54592 | Massena Energy Facility | 2000
54592 | Massena Energy Facility | 2001
54592 | Massena Energy Facility | 2002
54592 | Massena Energy Facility | 2003
54592 | Massena Energy Facility | 2004
54592 | Massena Energy Facility | 2005
54592 | Massena Energy Facility | 2006
54592 | Massena Energy Facility | 2007
54592 | Massena Energy Facility | 2008
54592 | Massena Energy Facility | 2009
54592 | Massena Energy Facility | 2010
54592 | Massena Energy Facility | 2011
54592 | Massena Energy Facility | 2012
54592 | Massena Energy Facility | 2013
54592 | Massena Energy Facility | 2014
54592 | Massena Energy Facility | 2015
54592 | Massena Energy Facility | 2016
54592 | Massena Energy Facility | 2017
54592 | Massena Energy Facility | 2018
54592 | Massena Energy Facility | 2019
54592 | Massena Energy Facility | 2020
54593 | Batavia Power Plant | 2000
54593 | Batavia Power Plant | 2003
54593 | Batavia Power Plant | 2004
54593 | Batavia Power Plant | 2005
54593 | Batavia Power Plant | 2006
54593 | Batavia Power Plant | 2007
54593 | Batavia Power Plant | 2008
54593 | Batavia Power Plant | 2009
54593 | Batavia Power Plant | 2010
54593 | Batavia Power Plant | 2011
54593 | Batavia Power Plant | 2012
54593 | Batavia Power Plant | 2013
54593 | Batavia Power Plant | 2014
54593 | Batavia Power Plant | 2015
54593 | Batavia Power Plant | 2016
54593 | Batavia Power Plant | 2017
54593 | Batavia Power Plant | 2018
54593 | Batavia Power Plant | 2019
54593 | Batavia Power Plant | 2020
54626 | Mt Poso Cogeneration | 2000
54626 | Mt Poso Cogeneration | 2001
54626 | Mt Poso Cogeneration | 2002
54626 | Mt Poso Cogeneration | 2003
54626 | Mt Poso Cogeneration | 2004
54626 | Mt Poso Cogeneration | 2005
54626 | Mt Poso Cogeneration | 2006
54626 | Mt Poso Cogeneration | 2007
54626 | Mt Poso Cogeneration | 2008
54626 | Mt Poso Cogeneration | 2009
54626 | Mt Poso Cogeneration | 2010
54626 | Mt Poso Cogeneration | 2011
54626 | Mt Poso Cogeneration | 2012
54626 | Mt Poso Cogeneration | 2013
54626 | Mt Poso Cogeneration | 2014
54626 | Mt Poso Cogeneration | 2015
54626 | Mt Poso Cogeneration | 2016
54626 | Mt Poso Cogeneration | 2017
54626 | Mt Poso Cogeneration | 2018
54626 | Mt Poso Cogeneration | 2019
54626 | Mt Poso Cogeneration | 2020
54627 | Okeelanta Cogeneration | 2000
54627 | Okeelanta Cogeneration | 2002
54627 | Okeelanta Cogeneration | 2003
54627 | Okeelanta Cogeneration | 2004
54627 | Okeelanta Cogeneration | 2005
54627 | Okeelanta Cogeneration | 2006
54627 | Okeelanta Cogeneration | 2007
54627 | Okeelanta Cogeneration | 2008
54627 | Okeelanta Cogeneration | 2009
54627 | Okeelanta Cogeneration | 2010
54627 | Okeelanta Cogeneration | 2011
54627 | Okeelanta Cogeneration | 2012
54627 | Okeelanta Cogeneration | 2013
54627 | Okeelanta Cogeneration | 2014
54627 | Okeelanta Cogeneration | 2015
54627 | Okeelanta Cogeneration | 2016
54627 | Okeelanta Cogeneration | 2017
54627 | Okeelanta Cogeneration | 2018
54627 | Okeelanta Cogeneration | 2019
54627 | Okeelanta Cogeneration | 2020
54634 | St Nicholas Cogen Project | 2000
54634 | St Nicholas Cogen Project | 2001
54634 | St Nicholas Cogen Project | 2002
54634 | St Nicholas Cogen Project | 2003
54634 | St Nicholas Cogen Project | 2004
54634 | St Nicholas Cogen Project | 2005
54634 | St Nicholas Cogen Project | 2006
54634 | St Nicholas Cogen Project | 2007
54634 | St Nicholas Cogen Project | 2008
54634 | St Nicholas Cogen Project | 2009
54634 | St Nicholas Cogen Project | 2010
54634 | St Nicholas Cogen Project | 2011
54634 | St Nicholas Cogen Project | 2012
54634 | St Nicholas Cogen Project | 2013
54634 | St Nicholas Cogen Project | 2014
54634 | St Nicholas Cogen Project | 2015
54634 | St Nicholas Cogen Project | 2016
54634 | St Nicholas Cogen Project | 2017
54634 | St Nicholas Cogen Project | 2018
54634 | St Nicholas Cogen Project | 2019
54634 | St Nicholas Cogen Project | 2020
54640 | Lakewood Cogen LP | 2000
54640 | Lakewood Cogen LP | 2001
54640 | Lakewood Cogen LP | 2002
54640 | Lakewood Cogen LP | 2003
54640 | Lakewood Cogen LP | 2004
54640 | Lakewood Cogen LP | 2005
54640 | Lakewood Cogen LP | 2006
54640 | Lakewood Cogen LP | 2007
54640 | Lakewood Cogen LP | 2008
54640 | Lakewood Cogen LP | 2009
54640 | Lakewood Cogen LP | 2010
54640 | Lakewood Cogen LP | 2011
54640 | Lakewood Cogen LP | 2012
54640 | Lakewood Cogen LP | 2013
54640 | Lakewood Cogen LP | 2014
54640 | Lakewood Cogen LP | 2015
54640 | Lakewood Cogen LP | 2016
54640 | Lakewood Cogen LP | 2017
54640 | Lakewood Cogen LP | 2018
54640 | Lakewood Cogen LP | 2019
54640 | Lakewood Cogen LP | 2020
54646 | Kalaeloa Cogen Plant | 2000
54646 | Kalaeloa Cogen Plant | 2001
54646 | Kalaeloa Cogen Plant | 2002
54646 | Kalaeloa Cogen Plant | 2003
54646 | Kalaeloa Cogen Plant | 2004
54646 | Kalaeloa Cogen Plant | 2005
54646 | Kalaeloa Cogen Plant | 2006
54646 | Kalaeloa Cogen Plant | 2007
54646 | Kalaeloa Cogen Plant | 2008
54646 | Kalaeloa Cogen Plant | 2009
54646 | Kalaeloa Cogen Plant | 2010
54646 | Kalaeloa Cogen Plant | 2011
54646 | Kalaeloa Cogen Plant | 2012
54646 | Kalaeloa Cogen Plant | 2013
54646 | Kalaeloa Cogen Plant | 2014
54646 | Kalaeloa Cogen Plant | 2015
54646 | Kalaeloa Cogen Plant | 2016
54646 | Kalaeloa Cogen Plant | 2017
54646 | Kalaeloa Cogen Plant | 2018
54646 | Kalaeloa Cogen Plant | 2019
54646 | Kalaeloa Cogen Plant | 2020
54658 | Auburndale Power Partners | 2000
54658 | Auburndale Power Partners | 2001
54658 | Auburndale Power Partners | 2002
54658 | Auburndale Power Partners | 2003
54658 | Auburndale Power Partners | 2004
54658 | Auburndale Power Partners | 2005
54658 | Auburndale Power Partners | 2006
54658 | Auburndale Power Partners | 2007
54658 | Auburndale Power Partners | 2008
54658 | Auburndale Power Partners | 2009
54658 | Auburndale Power Partners | 2010
54658 | Auburndale Power Partners | 2011
54658 | Auburndale Power Partners | 2012
54658 | Auburndale Power Partners | 2013
54658 | Auburndale Power Partners | 2014
54676 | Oyster Creek Unit VIII | 2000
54676 | Oyster Creek Unit VIII | 2001
54676 | Oyster Creek Unit VIII | 2002
54676 | Oyster Creek Unit VIII | 2003
54676 | Oyster Creek Unit VIII | 2004
54676 | Oyster Creek Unit VIII | 2005
54676 | Oyster Creek Unit VIII | 2006
54676 | Oyster Creek Unit VIII | 2007
54676 | Oyster Creek Unit VIII | 2008
54676 | Oyster Creek Unit VIII | 2009
54676 | Oyster Creek Unit VIII | 2010
54676 | Oyster Creek Unit VIII | 2011
54676 | Oyster Creek Unit VIII | 2012
54676 | Oyster Creek Unit VIII | 2013
54676 | Oyster Creek Unit VIII | 2014
54676 | Oyster Creek Unit VIII | 2015
54676 | Oyster Creek Unit VIII | 2016
54676 | Oyster Creek Unit VIII | 2017
54676 | Oyster Creek Unit VIII | 2018
54676 | Oyster Creek Unit VIII | 2019
54676 | Oyster Creek Unit VIII | 2020
54693 | York Cogen Facility | 2000
54693 | York Cogen Facility | 2001
54693 | York Cogen Facility | 2002
54693 | York Cogen Facility | 2003
54693 | York Cogen Facility | 2004
54693 | York Cogen Facility | 2005
54693 | York Cogen Facility | 2006
54693 | York Cogen Facility | 2007
54693 | York Cogen Facility | 2008
54693 | York Cogen Facility | 2009
54693 | York Cogen Facility | 2010
54693 | York Cogen Facility | 2011
54693 | York Cogen Facility | 2012
54693 | York Cogen Facility | 2013
54693 | York Cogen Facility | 2014
54693 | York Cogen Facility | 2015
54693 | York Cogen Facility | 2016
54693 | York Cogen Facility | 2017
54693 | York Cogen Facility | 2018
54693 | York Cogen Facility | 2019
54693 | York Cogen Facility | 2020
54694 | Yuma Cogeneration Associates | 2000
54694 | Yuma Cogeneration Associates | 2001
54694 | Yuma Cogeneration Associates | 2002
54694 | Yuma Cogeneration Associates | 2003
54694 | Yuma Cogeneration Associates | 2004
54694 | Yuma Cogeneration Associates | 2005
54694 | Yuma Cogeneration Associates | 2006
54694 | Yuma Cogeneration Associates | 2007
54694 | Yuma Cogeneration Associates | 2008
54694 | Yuma Cogeneration Associates | 2009
54694 | Yuma Cogeneration Associates | 2010
54694 | Yuma Cogeneration Associates | 2011
54694 | Yuma Cogeneration Associates | 2012
54694 | Yuma Cogeneration Associates | 2013
54694 | Yuma Cogeneration Associates | 2014
54694 | Yuma Cogeneration Associates | 2015
54694 | Yuma Cogeneration Associates | 2016
54694 | Yuma Cogeneration Associates | 2017
54694 | Yuma Cogeneration Associates | 2018
54694 | Yuma Cogeneration Associates | 2019
54694 | Yuma Cogeneration Associates | 2020
54744 | District 70 Trans Gas Pipe Line Corp | 2000
54744 | District 70 Trans Gas Pipe Line Corp | 2001
54744 | District 70 Trans Gas Pipe Line Corp | 2002
54744 | District 70 Trans Gas Pipe Line Corp | 2004
54744 | District 70 Trans Gas Pipe Line Corp | 2005
54744 | District 70 Trans Gas Pipe Line Corp | 2006
54744 | District 70 Trans Gas Pipe Line Corp | 2007
54744 | District 70 Trans Gas Pipe Line Corp | 2010
54746 | Wheelabrator Falls | 2000
54746 | Wheelabrator Falls | 2001
54746 | Wheelabrator Falls | 2002
54746 | Wheelabrator Falls | 2003
54746 | Wheelabrator Falls | 2004
54746 | Wheelabrator Falls | 2005
54746 | Wheelabrator Falls | 2006
54746 | Wheelabrator Falls | 2007
54746 | Wheelabrator Falls | 2008
54746 | Wheelabrator Falls | 2009
54746 | Wheelabrator Falls | 2010
54746 | Wheelabrator Falls | 2011
54746 | Wheelabrator Falls | 2012
54746 | Wheelabrator Falls | 2013
54746 | Wheelabrator Falls | 2014
54746 | Wheelabrator Falls | 2015
54746 | Wheelabrator Falls | 2016
54746 | Wheelabrator Falls | 2017
54746 | Wheelabrator Falls | 2018
54746 | Wheelabrator Falls | 2019
54746 | Wheelabrator Falls | 2020
54749 | Goal Line LP | 2000
54749 | Goal Line LP | 2001
54749 | Goal Line LP | 2002
54749 | Goal Line LP | 2003
54749 | Goal Line LP | 2004
54749 | Goal Line LP | 2005
54749 | Goal Line LP | 2006
54749 | Goal Line LP | 2007
54749 | Goal Line LP | 2008
54749 | Goal Line LP | 2009
54749 | Goal Line LP | 2010
54749 | Goal Line LP | 2011
54749 | Goal Line LP | 2012
54749 | Goal Line LP | 2013
54749 | Goal Line LP | 2014
54749 | Goal Line LP | 2015
54749 | Goal Line LP | 2016
54749 | Goal Line LP | 2017
54749 | Goal Line LP | 2018
54749 | Goal Line LP | 2019
54749 | Goal Line LP | 2020
54751 | Genesee Power Station LP | 2000
54751 | Genesee Power Station LP | 2001
54751 | Genesee Power Station LP | 2002
54751 | Genesee Power Station LP | 2003
54751 | Genesee Power Station LP | 2004
54751 | Genesee Power Station LP | 2005
54751 | Genesee Power Station LP | 2006
54751 | Genesee Power Station LP | 2007
54751 | Genesee Power Station LP | 2008
54751 | Genesee Power Station LP | 2009
54751 | Genesee Power Station LP | 2010
54751 | Genesee Power Station LP | 2011
54751 | Genesee Power Station LP | 2012
54751 | Genesee Power Station LP | 2013
54751 | Genesee Power Station LP | 2014
54751 | Genesee Power Station LP | 2015
54751 | Genesee Power Station LP | 2016
54751 | Genesee Power Station LP | 2017
54751 | Genesee Power Station LP | 2018
54751 | Genesee Power Station LP | 2019
54751 | Genesee Power Station LP | 2020
54755 | Roanoke Valley Energy Facility II | 2000
54755 | Roanoke Valley Energy Facility II | 2001
54755 | Roanoke Valley Energy Facility II | 2002
54755 | Roanoke Valley Energy Facility II | 2003
54755 | Roanoke Valley Energy Facility II | 2004
54755 | Roanoke Valley Energy Facility II | 2005
54755 | Roanoke Valley Energy Facility II | 2006
54755 | Roanoke Valley Energy Facility II | 2007
54755 | Roanoke Valley Energy Facility II | 2008
54755 | Roanoke Valley Energy Facility II | 2009
54755 | Roanoke Valley Energy Facility II | 2010
54755 | Roanoke Valley Energy Facility II | 2011
54755 | Roanoke Valley Energy Facility II | 2012
54755 | Roanoke Valley Energy Facility II | 2013
54755 | Roanoke Valley Energy Facility II | 2014
54755 | Roanoke Valley Energy Facility II | 2015
54755 | Roanoke Valley Energy Facility II | 2016
54755 | Roanoke Valley Energy Facility II | 2017
54758 | Riley Energy Sys of Lisbon Corp | 2000
54758 | Riley Energy Sys of Lisbon Corp | 2001
54758 | Riley Energy Sys of Lisbon Corp | 2002
54758 | Riley Energy Sys of Lisbon Corp | 2003
54758 | Riley Energy Sys of Lisbon Corp | 2004
54758 | Riley Energy Sys of Lisbon Corp | 2005
54758 | Riley Energy Sys of Lisbon Corp | 2006
54758 | Riley Energy Sys of Lisbon Corp | 2007
54758 | Riley Energy Sys of Lisbon Corp | 2008
54758 | Riley Energy Sys of Lisbon Corp | 2009
54758 | Riley Energy Sys of Lisbon Corp | 2010
54758 | Riley Energy Sys of Lisbon Corp | 2011
54758 | Riley Energy Sys of Lisbon Corp | 2012
54758 | Riley Energy Sys of Lisbon Corp | 2013
54758 | Riley Energy Sys of Lisbon Corp | 2014
54758 | Riley Energy Sys of Lisbon Corp | 2015
54758 | Riley Energy Sys of Lisbon Corp | 2016
54758 | Riley Energy Sys of Lisbon Corp | 2017
54758 | Riley Energy Sys of Lisbon Corp | 2018
54758 | Riley Energy Sys of Lisbon Corp | 2019
54758 | Riley Energy Sys of Lisbon Corp | 2020
54761 | Hermiston Generating Plant | 2000
54761 | Hermiston Generating Plant | 2001
54761 | Hermiston Generating Plant | 2002
54761 | Hermiston Generating Plant | 2003
54761 | Hermiston Generating Plant | 2004
54761 | Hermiston Generating Plant | 2005
54761 | Hermiston Generating Plant | 2006
54761 | Hermiston Generating Plant | 2007
54761 | Hermiston Generating Plant | 2008
54761 | Hermiston Generating Plant | 2009
54761 | Hermiston Generating Plant | 2010
54761 | Hermiston Generating Plant | 2011
54761 | Hermiston Generating Plant | 2012
54761 | Hermiston Generating Plant | 2013
54761 | Hermiston Generating Plant | 2014
54761 | Hermiston Generating Plant | 2015
54761 | Hermiston Generating Plant | 2016
54761 | Hermiston Generating Plant | 2017
54761 | Hermiston Generating Plant | 2018
54761 | Hermiston Generating Plant | 2019
54761 | Hermiston Generating Plant | 2020
54785 | Grays Ferry Cogeneration | 2000
54785 | Grays Ferry Cogeneration | 2001
54785 | Grays Ferry Cogeneration | 2002
54785 | Grays Ferry Cogeneration | 2003
54785 | Grays Ferry Cogeneration | 2004
54785 | Grays Ferry Cogeneration | 2005
54785 | Grays Ferry Cogeneration | 2006
54785 | Grays Ferry Cogeneration | 2007
54785 | Grays Ferry Cogeneration | 2008
54785 | Grays Ferry Cogeneration | 2009
54785 | Grays Ferry Cogeneration | 2010
54785 | Grays Ferry Cogeneration | 2011
54785 | Grays Ferry Cogeneration | 2012
54785 | Grays Ferry Cogeneration | 2014
54785 | Grays Ferry Cogeneration | 2015
54785 | Grays Ferry Cogeneration | 2016
54785 | Grays Ferry Cogeneration | 2017
54785 | Grays Ferry Cogeneration | 2018
54785 | Grays Ferry Cogeneration | 2019
54785 | Grays Ferry Cogeneration | 2020
54805 | Milford Power LP | 2000
54805 | Milford Power LP | 2001
54805 | Milford Power LP | 2002
54805 | Milford Power LP | 2003
54805 | Milford Power LP | 2004
54805 | Milford Power LP | 2005
54805 | Milford Power LP | 2006
54805 | Milford Power LP | 2007
54805 | Milford Power LP | 2008
54805 | Milford Power LP | 2009
54805 | Milford Power LP | 2010
54805 | Milford Power LP | 2011
54805 | Milford Power LP | 2012
54805 | Milford Power LP | 2013
54805 | Milford Power LP | 2014
54805 | Milford Power LP | 2015
54805 | Milford Power LP | 2016
54805 | Milford Power LP | 2017
54805 | Milford Power LP | 2018
54805 | Milford Power LP | 2019
54805 | Milford Power LP | 2020
54817 | Cleburne Cogeneration Project | 2000
54817 | Cleburne Cogeneration Project | 2001
54817 | Cleburne Cogeneration Project | 2002
54817 | Cleburne Cogeneration Project | 2003
54817 | Cleburne Cogeneration Project | 2004
54817 | Cleburne Cogeneration Project | 2005
54817 | Cleburne Cogeneration Project | 2006
54817 | Cleburne Cogeneration Project | 2007
54817 | Cleburne Cogeneration Project | 2008
54817 | Cleburne Cogeneration Project | 2009
54817 | Cleburne Cogeneration Project | 2010
54817 | Cleburne Cogeneration Project | 2011
54817 | Cleburne Cogeneration Project | 2012
54817 | Cleburne Cogeneration Project | 2013
54817 | Cleburne Cogeneration Project | 2014
54817 | Cleburne Cogeneration Project | 2015
54817 | Cleburne Cogeneration Project | 2016
54817 | Cleburne Cogeneration Project | 2017
54817 | Cleburne Cogeneration Project | 2018
54817 | Cleburne Cogeneration Project | 2019
54817 | Cleburne Cogeneration Project | 2020
54832 | Brandywine Power Facility | 2000
54832 | Brandywine Power Facility | 2001
54832 | Brandywine Power Facility | 2002
54832 | Brandywine Power Facility | 2003
54832 | Brandywine Power Facility | 2004
54832 | Brandywine Power Facility | 2005
54832 | Brandywine Power Facility | 2006
54832 | Brandywine Power Facility | 2007
54832 | Brandywine Power Facility | 2008
54832 | Brandywine Power Facility | 2009
54832 | Brandywine Power Facility | 2010
54832 | Brandywine Power Facility | 2011
54832 | Brandywine Power Facility | 2012
54832 | Brandywine Power Facility | 2013
54832 | Brandywine Power Facility | 2014
54832 | Brandywine Power Facility | 2015
54832 | Brandywine Power Facility | 2016
54832 | Brandywine Power Facility | 2017
54832 | Brandywine Power Facility | 2018
54832 | Brandywine Power Facility | 2019
54832 | Brandywine Power Facility | 2020
54852 | Greenville Steam | 2000
54852 | Greenville Steam | 2001
54852 | Greenville Steam | 2002
54852 | Greenville Steam | 2003
54852 | Greenville Steam | 2004
54852 | Greenville Steam | 2005
54852 | Greenville Steam | 2006
54852 | Greenville Steam | 2007
54852 | Greenville Steam | 2008
54852 | Greenville Steam | 2009
54914 | Brooklyn Navy Yard Cogeneration | 2000
54914 | Brooklyn Navy Yard Cogeneration | 2001
54914 | Brooklyn Navy Yard Cogeneration | 2002
54914 | Brooklyn Navy Yard Cogeneration | 2003
54914 | Brooklyn Navy Yard Cogeneration | 2004
54914 | Brooklyn Navy Yard Cogeneration | 2005
54914 | Brooklyn Navy Yard Cogeneration | 2006
54914 | Brooklyn Navy Yard Cogeneration | 2007
54914 | Brooklyn Navy Yard Cogeneration | 2008
54914 | Brooklyn Navy Yard Cogeneration | 2009
54914 | Brooklyn Navy Yard Cogeneration | 2010
54914 | Brooklyn Navy Yard Cogeneration | 2011
54914 | Brooklyn Navy Yard Cogeneration | 2012
54914 | Brooklyn Navy Yard Cogeneration | 2013
54914 | Brooklyn Navy Yard Cogeneration | 2014
54914 | Brooklyn Navy Yard Cogeneration | 2015
54914 | Brooklyn Navy Yard Cogeneration | 2016
54914 | Brooklyn Navy Yard Cogeneration | 2017
54914 | Brooklyn Navy Yard Cogeneration | 2018
54914 | Brooklyn Navy Yard Cogeneration | 2019
54914 | Brooklyn Navy Yard Cogeneration | 2020
54915 | Michigan Power LP | 2000
54915 | Michigan Power LP | 2001
54915 | Michigan Power LP | 2002
54915 | Michigan Power LP | 2003
54915 | Michigan Power LP | 2004
54915 | Michigan Power LP | 2005
54915 | Michigan Power LP | 2006
54915 | Michigan Power LP | 2007
54915 | Michigan Power LP | 2008
54915 | Michigan Power LP | 2009
54915 | Michigan Power LP | 2010
54915 | Michigan Power LP | 2011
54915 | Michigan Power LP | 2012
54915 | Michigan Power LP | 2013
54915 | Michigan Power LP | 2014
54915 | Michigan Power LP | 2015
54915 | Michigan Power LP | 2016
54915 | Michigan Power LP | 2017
54915 | Michigan Power LP | 2018
54915 | Michigan Power LP | 2019
54915 | Michigan Power LP | 2020
54935 | Waste Energy Partners LP | 2000
54945 | Covanta Mid-Connecticut Energy | 2000
54945 | Covanta Mid-Connecticut Energy | 2001
54945 | Covanta Mid-Connecticut Energy | 2002
54945 | Covanta Mid-Connecticut Energy | 2003
54945 | Covanta Mid-Connecticut Energy | 2004
54945 | Covanta Mid-Connecticut Energy | 2005
54945 | Covanta Mid-Connecticut Energy | 2006
54945 | Covanta Mid-Connecticut Energy | 2007
54945 | Covanta Mid-Connecticut Energy | 2008
54945 | Covanta Mid-Connecticut Energy | 2009
54945 | Covanta Mid-Connecticut Energy | 2010
54945 | Covanta Mid-Connecticut Energy | 2011
54945 | Covanta Mid-Connecticut Energy | 2012
54945 | Covanta Mid-Connecticut Energy | 2013
54945 | Covanta Mid-Connecticut Energy | 2014
54945 | Covanta Mid-Connecticut Energy | 2015
54945 | Covanta Mid-Connecticut Energy | 2016
54945 | Covanta Mid-Connecticut Energy | 2017
54945 | Covanta Mid-Connecticut Energy | 2018
54945 | Covanta Mid-Connecticut Energy | 2019
54945 | Covanta Mid-Connecticut Energy | 2020
54974 | Sauder Power Plant | 2000
54974 | Sauder Power Plant | 2001
54974 | Sauder Power Plant | 2002
54974 | Sauder Power Plant | 2003
54974 | Sauder Power Plant | 2004
54974 | Sauder Power Plant | 2005
54974 | Sauder Power Plant | 2006
54974 | Sauder Power Plant | 2007
54974 | Sauder Power Plant | 2008
54974 | Sauder Power Plant | 2009
54974 | Sauder Power Plant | 2010
54974 | Sauder Power Plant | 2011
54974 | Sauder Power Plant | 2012
54974 | Sauder Power Plant | 2013
54974 | Sauder Power Plant | 2014
54974 | Sauder Power Plant | 2015
54974 | Sauder Power Plant | 2016
54974 | Sauder Power Plant | 2017
54974 | Sauder Power Plant | 2018
54974 | Sauder Power Plant | 2019
54974 | Sauder Power Plant | 2020
54985 | Crestwood Corp Dothan | 2000
54985 | Crestwood Corp Dothan | 2001
54985 | Crestwood Corp Dothan | 2002
54998 | SPSA Power Plant | 2000
54998 | SPSA Power Plant | 2008
55010 | Cogentrix LSP Cottage Grove | 2000
55010 | Cogentrix LSP Cottage Grove | 2001
55010 | Cogentrix LSP Cottage Grove | 2002
55010 | Cogentrix LSP Cottage Grove | 2003
55010 | Cogentrix LSP Cottage Grove | 2004
55010 | Cogentrix LSP Cottage Grove | 2005
55010 | Cogentrix LSP Cottage Grove | 2006
55010 | Cogentrix LSP Cottage Grove | 2007
55010 | Cogentrix LSP Cottage Grove | 2008
55010 | Cogentrix LSP Cottage Grove | 2009
55010 | Cogentrix LSP Cottage Grove | 2010
55010 | Cogentrix LSP Cottage Grove | 2011
55010 | Cogentrix LSP Cottage Grove | 2012
55010 | Cogentrix LSP Cottage Grove | 2013
55010 | Cogentrix LSP Cottage Grove | 2014
55010 | Cogentrix LSP Cottage Grove | 2015
55010 | Cogentrix LSP Cottage Grove | 2016
55010 | Cogentrix LSP Cottage Grove | 2017
55010 | Cogentrix LSP Cottage Grove | 2018
55010 | Cogentrix LSP Cottage Grove | 2019
55010 | Cogentrix LSP Cottage Grove | 2020
55011 | Cogentrix Whitewater Cogen Facility | 2000
55011 | Cogentrix Whitewater Cogen Facility | 2001
55011 | Cogentrix Whitewater Cogen Facility | 2002
55011 | Cogentrix Whitewater Cogen Facility | 2003
55011 | Cogentrix Whitewater Cogen Facility | 2004
55011 | Cogentrix Whitewater Cogen Facility | 2005
55011 | Cogentrix Whitewater Cogen Facility | 2006
55011 | Cogentrix Whitewater Cogen Facility | 2007
55011 | Cogentrix Whitewater Cogen Facility | 2008
55011 | Cogentrix Whitewater Cogen Facility | 2009
55011 | Cogentrix Whitewater Cogen Facility | 2010
55011 | Cogentrix Whitewater Cogen Facility | 2011
55011 | Cogentrix Whitewater Cogen Facility | 2012
55011 | Cogentrix Whitewater Cogen Facility | 2013
55011 | Cogentrix Whitewater Cogen Facility | 2014
55011 | Cogentrix Whitewater Cogen Facility | 2015
55011 | Cogentrix Whitewater Cogen Facility | 2016
55011 | Cogentrix Whitewater Cogen Facility | 2017
55011 | Cogentrix Whitewater Cogen Facility | 2018
55011 | Cogentrix Whitewater Cogen Facility | 2019
55011 | Cogentrix Whitewater Cogen Facility | 2020
55040 | Mid Georgia Cogen | 2000
55040 | Mid Georgia Cogen | 2001
55040 | Mid Georgia Cogen | 2002
55040 | Mid Georgia Cogen | 2003
55040 | Mid Georgia Cogen | 2004
55040 | Mid Georgia Cogen | 2005
55040 | Mid Georgia Cogen | 2006
55040 | Mid Georgia Cogen | 2007
55040 | Mid Georgia Cogen | 2008
55040 | Mid Georgia Cogen | 2009
55040 | Mid Georgia Cogen | 2010
55040 | Mid Georgia Cogen | 2011
55040 | Mid Georgia Cogen | 2012
55040 | Mid Georgia Cogen | 2013
55040 | Mid Georgia Cogen | 2014
55040 | Mid Georgia Cogen | 2015
55040 | Mid Georgia Cogen | 2016
55040 | Mid Georgia Cogen | 2017
55040 | Mid Georgia Cogen | 2018
55040 | Mid Georgia Cogen | 2019
55040 | Mid Georgia Cogen | 2020
55041 | Berkshire Power | 2000
55041 | Berkshire Power | 2001
55041 | Berkshire Power | 2002
55041 | Berkshire Power | 2003
55041 | Berkshire Power | 2004
55041 | Berkshire Power | 2005
55041 | Berkshire Power | 2006
55041 | Berkshire Power | 2007
55041 | Berkshire Power | 2008
55041 | Berkshire Power | 2009
55041 | Berkshire Power | 2010
55041 | Berkshire Power | 2011
55041 | Berkshire Power | 2012
55041 | Berkshire Power | 2013
55041 | Berkshire Power | 2014
55041 | Berkshire Power | 2015
55041 | Berkshire Power | 2016
55041 | Berkshire Power | 2017
55041 | Berkshire Power | 2018
55041 | Berkshire Power | 2019
55041 | Berkshire Power | 2020
55042 | Bridgeport Energy | 2000
55042 | Bridgeport Energy | 2001
55042 | Bridgeport Energy | 2002
55042 | Bridgeport Energy | 2003
55042 | Bridgeport Energy | 2004
55042 | Bridgeport Energy | 2005
55042 | Bridgeport Energy | 2006
55042 | Bridgeport Energy | 2007
55042 | Bridgeport Energy | 2008
55042 | Bridgeport Energy | 2009
55042 | Bridgeport Energy | 2010
55042 | Bridgeport Energy | 2011
55042 | Bridgeport Energy | 2012
55042 | Bridgeport Energy | 2013
55042 | Bridgeport Energy | 2014
55042 | Bridgeport Energy | 2015
55042 | Bridgeport Energy | 2016
55042 | Bridgeport Energy | 2017
55042 | Bridgeport Energy | 2018
55042 | Bridgeport Energy | 2019
55042 | Bridgeport Energy | 2020
55043 | Cherokee County Cogen | 2000
55043 | Cherokee County Cogen | 2001
55043 | Cherokee County Cogen | 2002
55043 | Cherokee County Cogen | 2003
55043 | Cherokee County Cogen | 2004
55043 | Cherokee County Cogen | 2005
55043 | Cherokee County Cogen | 2006
55043 | Cherokee County Cogen | 2007
55043 | Cherokee County Cogen | 2008
55043 | Cherokee County Cogen | 2009
55043 | Cherokee County Cogen | 2010
55043 | Cherokee County Cogen | 2011
55043 | Cherokee County Cogen | 2012
55043 | Cherokee County Cogen | 2013
55043 | Cherokee County Cogen | 2014
55043 | Cherokee County Cogen | 2015
55043 | Cherokee County Cogen | 2016
55043 | Cherokee County Cogen | 2017
55043 | Cherokee County Cogen | 2018
55043 | Cherokee County Cogen | 2019
55043 | Cherokee County Cogen | 2020
55047 | Pasadena Cogeneration | 2000
55047 | Pasadena Cogeneration | 2001
55047 | Pasadena Cogeneration | 2002
55047 | Pasadena Cogeneration | 2003
55047 | Pasadena Cogeneration | 2004
55047 | Pasadena Cogeneration | 2005
55047 | Pasadena Cogeneration | 2006
55047 | Pasadena Cogeneration | 2007
55047 | Pasadena Cogeneration | 2008
55047 | Pasadena Cogeneration | 2009
55047 | Pasadena Cogeneration | 2010
55047 | Pasadena Cogeneration | 2011
55047 | Pasadena Cogeneration | 2012
55047 | Pasadena Cogeneration | 2013
55047 | Pasadena Cogeneration | 2014
55047 | Pasadena Cogeneration | 2015
55047 | Pasadena Cogeneration | 2016
55047 | Pasadena Cogeneration | 2017
55047 | Pasadena Cogeneration | 2018
55047 | Pasadena Cogeneration | 2019
55047 | Pasadena Cogeneration | 2020
55048 | Calpine Tiverton Power | 2000
55048 | Calpine Tiverton Power | 2001
55048 | Calpine Tiverton Power | 2002
55048 | Calpine Tiverton Power | 2003
55048 | Calpine Tiverton Power | 2004
55048 | Calpine Tiverton Power | 2005
55048 | Calpine Tiverton Power | 2006
55048 | Calpine Tiverton Power | 2007
55048 | Calpine Tiverton Power | 2008
55048 | Calpine Tiverton Power | 2009
55048 | Calpine Tiverton Power | 2013
55048 | Calpine Tiverton Power | 2014
55048 | Calpine Tiverton Power | 2015
55048 | Calpine Tiverton Power | 2016
55048 | Calpine Tiverton Power | 2017
55048 | Calpine Tiverton Power | 2018
55048 | Calpine Tiverton Power | 2019
55048 | Calpine Tiverton Power | 2020
55062 | Tenaska Frontier Generation Station | 2000
55062 | Tenaska Frontier Generation Station | 2001
55062 | Tenaska Frontier Generation Station | 2002
55062 | Tenaska Frontier Generation Station | 2005
55062 | Tenaska Frontier Generation Station | 2006
55062 | Tenaska Frontier Generation Station | 2007
55062 | Tenaska Frontier Generation Station | 2008
55062 | Tenaska Frontier Generation Station | 2009
55062 | Tenaska Frontier Generation Station | 2010
55062 | Tenaska Frontier Generation Station | 2011
55062 | Tenaska Frontier Generation Station | 2012
55062 | Tenaska Frontier Generation Station | 2013
55062 | Tenaska Frontier Generation Station | 2014
55062 | Tenaska Frontier Generation Station | 2015
55062 | Tenaska Frontier Generation Station | 2016
55062 | Tenaska Frontier Generation Station | 2017
55062 | Tenaska Frontier Generation Station | 2018
55062 | Tenaska Frontier Generation Station | 2019
55062 | Tenaska Frontier Generation Station | 2020
55063 | Batesville Generation Facility | 2000
55063 | Batesville Generation Facility | 2001
55063 | Batesville Generation Facility | 2002
55063 | Batesville Generation Facility | 2003
55063 | Batesville Generation Facility | 2004
55063 | Batesville Generation Facility | 2005
55063 | Batesville Generation Facility | 2006
55063 | Batesville Generation Facility | 2007
55063 | Batesville Generation Facility | 2008
55063 | Batesville Generation Facility | 2009
55063 | Batesville Generation Facility | 2010
55063 | Batesville Generation Facility | 2011
55063 | Batesville Generation Facility | 2012
55063 | Batesville Generation Facility | 2013
55063 | Batesville Generation Facility | 2014
55063 | Batesville Generation Facility | 2015
55063 | Batesville Generation Facility | 2016
55063 | Batesville Generation Facility | 2017
55063 | Batesville Generation Facility | 2018
55063 | Batesville Generation Facility | 2019
55063 | Batesville Generation Facility | 2020
55065 | Mustang Station | 2000
55065 | Mustang Station | 2001
55065 | Mustang Station | 2002
55065 | Mustang Station | 2003
55065 | Mustang Station | 2004
55065 | Mustang Station | 2005
55065 | Mustang Station | 2006
55065 | Mustang Station | 2007
55065 | Mustang Station | 2008
55065 | Mustang Station | 2009
55065 | Mustang Station | 2010
55065 | Mustang Station | 2011
55065 | Mustang Station | 2012
55065 | Mustang Station | 2013
55065 | Mustang Station | 2014
55065 | Mustang Station | 2015
55065 | Mustang Station | 2016
55065 | Mustang Station | 2017
55065 | Mustang Station | 2018
55065 | Mustang Station | 2019
55065 | Mustang Station | 2020
55068 | Maine Independence Station | 2000
55068 | Maine Independence Station | 2001
55068 | Maine Independence Station | 2002
55068 | Maine Independence Station | 2003
55068 | Maine Independence Station | 2004
55068 | Maine Independence Station | 2005
55068 | Maine Independence Station | 2006
55068 | Maine Independence Station | 2007
55068 | Maine Independence Station | 2008
55068 | Maine Independence Station | 2009
55068 | Maine Independence Station | 2010
55068 | Maine Independence Station | 2011
55068 | Maine Independence Station | 2012
55068 | Maine Independence Station | 2013
55068 | Maine Independence Station | 2014
55068 | Maine Independence Station | 2015
55068 | Maine Independence Station | 2016
55068 | Maine Independence Station | 2017
55068 | Maine Independence Station | 2018
55068 | Maine Independence Station | 2019
55068 | Maine Independence Station | 2020
55075 | Pine Bluff Energy Center | 2001
55075 | Pine Bluff Energy Center | 2002
55075 | Pine Bluff Energy Center | 2003
55075 | Pine Bluff Energy Center | 2004
55075 | Pine Bluff Energy Center | 2005
55075 | Pine Bluff Energy Center | 2006
55075 | Pine Bluff Energy Center | 2007
55075 | Pine Bluff Energy Center | 2008
55075 | Pine Bluff Energy Center | 2009
55075 | Pine Bluff Energy Center | 2010
55075 | Pine Bluff Energy Center | 2011
55075 | Pine Bluff Energy Center | 2012
55075 | Pine Bluff Energy Center | 2013
55075 | Pine Bluff Energy Center | 2014
55075 | Pine Bluff Energy Center | 2015
55075 | Pine Bluff Energy Center | 2016
55075 | Pine Bluff Energy Center | 2017
55075 | Pine Bluff Energy Center | 2018
55075 | Pine Bluff Energy Center | 2019
55075 | Pine Bluff Energy Center | 2020
55076 | Red Hills Generating Facility | 2002
55076 | Red Hills Generating Facility | 2003
55076 | Red Hills Generating Facility | 2004
55076 | Red Hills Generating Facility | 2005
55076 | Red Hills Generating Facility | 2006
55076 | Red Hills Generating Facility | 2007
55076 | Red Hills Generating Facility | 2008
55076 | Red Hills Generating Facility | 2009
55076 | Red Hills Generating Facility | 2010
55076 | Red Hills Generating Facility | 2011
55076 | Red Hills Generating Facility | 2012
55076 | Red Hills Generating Facility | 2013
55076 | Red Hills Generating Facility | 2014
55076 | Red Hills Generating Facility | 2015
55076 | Red Hills Generating Facility | 2016
55076 | Red Hills Generating Facility | 2017
55076 | Red Hills Generating Facility | 2018
55076 | Red Hills Generating Facility | 2019
55076 | Red Hills Generating Facility | 2020
55079 | Millennium Power | 2000
55079 | Millennium Power | 2001
55079 | Millennium Power | 2002
55079 | Millennium Power | 2003
55079 | Millennium Power | 2004
55079 | Millennium Power | 2005
55079 | Millennium Power | 2006
55079 | Millennium Power | 2007
55079 | Millennium Power | 2008
55079 | Millennium Power | 2009
55079 | Millennium Power | 2010
55079 | Millennium Power | 2011
55079 | Millennium Power | 2012
55079 | Millennium Power | 2013
55079 | Millennium Power | 2014
55079 | Millennium Power | 2015
55079 | Millennium Power | 2016
55079 | Millennium Power | 2017
55079 | Millennium Power | 2018
55079 | Millennium Power | 2019
55079 | Millennium Power | 2020
55086 | Gregory Power Facility | 2000
55086 | Gregory Power Facility | 2001
55086 | Gregory Power Facility | 2002
55086 | Gregory Power Facility | 2003
55086 | Gregory Power Facility | 2004
55086 | Gregory Power Facility | 2005
55086 | Gregory Power Facility | 2006
55086 | Gregory Power Facility | 2007
55086 | Gregory Power Facility | 2008
55086 | Gregory Power Facility | 2009
55086 | Gregory Power Facility | 2010
55086 | Gregory Power Facility | 2011
55086 | Gregory Power Facility | 2012
55086 | Gregory Power Facility | 2013
55086 | Gregory Power Facility | 2014
55086 | Gregory Power Facility | 2015
55086 | Gregory Power Facility | 2016
55086 | Gregory Power Facility | 2017
55086 | Gregory Power Facility | 2018
55086 | Gregory Power Facility | 2019
55086 | Gregory Power Facility | 2020
55087 | Mirant Zeeland | 2001
55087 | Mirant Zeeland | 2002
55087 | Mirant Zeeland | 2003
55087 | Mirant Zeeland | 2004
55087 | Mirant Zeeland | 2005
55087 | Mirant Zeeland | 2006
55087 | Mirant Zeeland | 2007
55087 | Mirant Zeeland | 2008
55087 | Mirant Zeeland | 2009
55087 | Mirant Zeeland | 2010
55087 | Mirant Zeeland | 2011
55087 | Mirant Zeeland | 2012
55087 | Mirant Zeeland | 2013
55087 | Mirant Zeeland | 2014
55087 | Mirant Zeeland | 2015
55087 | Mirant Zeeland | 2016
55087 | Mirant Zeeland | 2017
55087 | Mirant Zeeland | 2018
55087 | Mirant Zeeland | 2019
55087 | Mirant Zeeland | 2020
55088 | Dearborn Industrial Generation | 2000
55088 | Dearborn Industrial Generation | 2001
55088 | Dearborn Industrial Generation | 2002
55088 | Dearborn Industrial Generation | 2003
55088 | Dearborn Industrial Generation | 2004
55088 | Dearborn Industrial Generation | 2005
55088 | Dearborn Industrial Generation | 2006
55088 | Dearborn Industrial Generation | 2007
55088 | Dearborn Industrial Generation | 2008
55088 | Dearborn Industrial Generation | 2009
55088 | Dearborn Industrial Generation | 2010
55088 | Dearborn Industrial Generation | 2011
55088 | Dearborn Industrial Generation | 2012
55088 | Dearborn Industrial Generation | 2013
55088 | Dearborn Industrial Generation | 2014
55088 | Dearborn Industrial Generation | 2015
55088 | Dearborn Industrial Generation | 2016
55088 | Dearborn Industrial Generation | 2017
55088 | Dearborn Industrial Generation | 2018
55088 | Dearborn Industrial Generation | 2019
55088 | Dearborn Industrial Generation | 2020
55090 | Plummer Cogen | 2000
55090 | Plummer Cogen | 2002
55090 | Plummer Cogen | 2003
55090 | Plummer Cogen | 2004
55090 | Plummer Cogen | 2005
55090 | Plummer Cogen | 2006
55090 | Plummer Cogen | 2007
55090 | Plummer Cogen | 2008
55090 | Plummer Cogen | 2009
55090 | Plummer Cogen | 2010
55090 | Plummer Cogen | 2011
55090 | Plummer Cogen | 2012
55090 | Plummer Cogen | 2013
55090 | Plummer Cogen | 2014
55090 | Plummer Cogen | 2015
55090 | Plummer Cogen | 2016
55090 | Plummer Cogen | 2017
55090 | Plummer Cogen | 2018
55090 | Plummer Cogen | 2019
55090 | Plummer Cogen | 2020
55096 | Portside Energy | 2000
55096 | Portside Energy | 2001
55096 | Portside Energy | 2002
55096 | Portside Energy | 2003
55096 | Portside Energy | 2004
55096 | Portside Energy | 2005
55096 | Portside Energy | 2006
55096 | Portside Energy | 2007
55096 | Portside Energy | 2008
55096 | Portside Energy | 2009
55096 | Portside Energy | 2010
55096 | Portside Energy | 2011
55096 | Portside Energy | 2012
55096 | Portside Energy | 2013
55096 | Portside Energy | 2014
55096 | Portside Energy | 2015
55096 | Portside Energy | 2016
55096 | Portside Energy | 2017
55096 | Portside Energy | 2018
55096 | Portside Energy | 2019
55096 | Portside Energy | 2020
55097 | Lamar Power Project | 2000
55097 | Lamar Power Project | 2001
55097 | Lamar Power Project | 2002
55097 | Lamar Power Project | 2003
55097 | Lamar Power Project | 2004
55097 | Lamar Power Project | 2005
55097 | Lamar Power Project | 2006
55097 | Lamar Power Project | 2007
55097 | Lamar Power Project | 2008
55097 | Lamar Power Project | 2009
55097 | Lamar Power Project | 2010
55097 | Lamar Power Project | 2011
55097 | Lamar Power Project | 2012
55097 | Lamar Power Project | 2013
55097 | Lamar Power Project | 2014
55097 | Lamar Power Project | 2015
55097 | Lamar Power Project | 2016
55097 | Lamar Power Project | 2017
55097 | Lamar Power Project | 2018
55097 | Lamar Power Project | 2019
55097 | Lamar Power Project | 2020
55098 | Frontera Energy Center | 2000
55098 | Frontera Energy Center | 2001
55098 | Frontera Energy Center | 2002
55098 | Frontera Energy Center | 2003
55098 | Frontera Energy Center | 2004
55098 | Frontera Energy Center | 2005
55098 | Frontera Energy Center | 2006
55098 | Frontera Energy Center | 2007
55098 | Frontera Energy Center | 2008
55098 | Frontera Energy Center | 2009
55098 | Frontera Energy Center | 2010
55098 | Frontera Energy Center | 2011
55098 | Frontera Energy Center | 2012
55098 | Frontera Energy Center | 2013
55098 | Frontera Energy Center | 2014
55098 | Frontera Energy Center | 2015
55098 | Frontera Energy Center | 2016
55100 | Rumford Power Associates | 2000
55100 | Rumford Power Associates | 2001
55100 | Rumford Power Associates | 2002
55100 | Rumford Power Associates | 2003
55100 | Rumford Power Associates | 2004
55100 | Rumford Power Associates | 2005
55100 | Rumford Power Associates | 2006
55100 | Rumford Power Associates | 2007
55100 | Rumford Power Associates | 2008
55100 | Rumford Power Associates | 2009
55100 | Rumford Power Associates | 2010
55100 | Rumford Power Associates | 2011
55100 | Rumford Power Associates | 2012
55100 | Rumford Power Associates | 2013
55100 | Rumford Power Associates | 2014
55100 | Rumford Power Associates | 2015
55100 | Rumford Power Associates | 2016
55100 | Rumford Power Associates | 2017
55100 | Rumford Power Associates | 2018
55100 | Rumford Power Associates | 2019
55100 | Rumford Power Associates | 2020
55103 | Klamath Cogeneration Plant | 2001
55103 | Klamath Cogeneration Plant | 2002
55103 | Klamath Cogeneration Plant | 2003
55103 | Klamath Cogeneration Plant | 2004
55103 | Klamath Cogeneration Plant | 2005
55103 | Klamath Cogeneration Plant | 2006
55103 | Klamath Cogeneration Plant | 2007
55103 | Klamath Cogeneration Plant | 2008
55103 | Klamath Cogeneration Plant | 2009
55103 | Klamath Cogeneration Plant | 2010
55103 | Klamath Cogeneration Plant | 2011
55103 | Klamath Cogeneration Plant | 2012
55103 | Klamath Cogeneration Plant | 2013
55103 | Klamath Cogeneration Plant | 2014
55103 | Klamath Cogeneration Plant | 2015
55103 | Klamath Cogeneration Plant | 2016
55103 | Klamath Cogeneration Plant | 2017
55103 | Klamath Cogeneration Plant | 2018
55103 | Klamath Cogeneration Plant | 2019
55103 | Klamath Cogeneration Plant | 2020
55104 | Sabine Cogen | 2000
55104 | Sabine Cogen | 2001
55104 | Sabine Cogen | 2002
55104 | Sabine Cogen | 2003
55104 | Sabine Cogen | 2004
55104 | Sabine Cogen | 2005
55104 | Sabine Cogen | 2006
55104 | Sabine Cogen | 2007
55104 | Sabine Cogen | 2008
55104 | Sabine Cogen | 2009
55104 | Sabine Cogen | 2010
55104 | Sabine Cogen | 2011
55104 | Sabine Cogen | 2012
55104 | Sabine Cogen | 2013
55104 | Sabine Cogen | 2014
55104 | Sabine Cogen | 2015
55104 | Sabine Cogen | 2016
55104 | Sabine Cogen | 2017
55104 | Sabine Cogen | 2018
55104 | Sabine Cogen | 2019
55104 | Sabine Cogen | 2020
55107 | Entergy Rhode Island State Energy LP | 2002
55107 | Entergy Rhode Island State Energy LP | 2003
55107 | Entergy Rhode Island State Energy LP | 2004
55107 | Entergy Rhode Island State Energy LP | 2005
55107 | Entergy Rhode Island State Energy LP | 2006
55107 | Entergy Rhode Island State Energy LP | 2007
55107 | Entergy Rhode Island State Energy LP | 2008
55107 | Entergy Rhode Island State Energy LP | 2009
55107 | Entergy Rhode Island State Energy LP | 2010
55107 | Entergy Rhode Island State Energy LP | 2011
55107 | Entergy Rhode Island State Energy LP | 2012
55107 | Entergy Rhode Island State Energy LP | 2013
55107 | Entergy Rhode Island State Energy LP | 2014
55107 | Entergy Rhode Island State Energy LP | 2015
55107 | Entergy Rhode Island State Energy LP | 2016
55107 | Entergy Rhode Island State Energy LP | 2017
55107 | Entergy Rhode Island State Energy LP | 2018
55107 | Entergy Rhode Island State Energy LP | 2019
55107 | Entergy Rhode Island State Energy LP | 2020
55123 | Magic Valley Generating Station | 2001
55123 | Magic Valley Generating Station | 2002
55123 | Magic Valley Generating Station | 2003
55123 | Magic Valley Generating Station | 2004
55123 | Magic Valley Generating Station | 2005
55123 | Magic Valley Generating Station | 2006
55123 | Magic Valley Generating Station | 2007
55123 | Magic Valley Generating Station | 2008
55123 | Magic Valley Generating Station | 2009
55123 | Magic Valley Generating Station | 2010
55123 | Magic Valley Generating Station | 2011
55123 | Magic Valley Generating Station | 2012
55123 | Magic Valley Generating Station | 2013
55123 | Magic Valley Generating Station | 2014
55123 | Magic Valley Generating Station | 2015
55123 | Magic Valley Generating Station | 2016
55123 | Magic Valley Generating Station | 2017
55123 | Magic Valley Generating Station | 2018
55123 | Magic Valley Generating Station | 2019
55123 | Magic Valley Generating Station | 2020
55124 | Griffith Energy LLC | 2002
55124 | Griffith Energy LLC | 2003
55124 | Griffith Energy LLC | 2004
55124 | Griffith Energy LLC | 2005
55124 | Griffith Energy LLC | 2006
55124 | Griffith Energy LLC | 2007
55124 | Griffith Energy LLC | 2008
55124 | Griffith Energy LLC | 2009
55124 | Griffith Energy LLC | 2010
55124 | Griffith Energy LLC | 2011
55124 | Griffith Energy LLC | 2012
55124 | Griffith Energy LLC | 2013
55124 | Griffith Energy LLC | 2014
55124 | Griffith Energy LLC | 2015
55124 | Griffith Energy LLC | 2016
55124 | Griffith Energy LLC | 2017
55124 | Griffith Energy LLC | 2018
55124 | Griffith Energy LLC | 2019
55124 | Griffith Energy LLC | 2020
55126 | Milford Power Project | 2004
55126 | Milford Power Project | 2005
55126 | Milford Power Project | 2006
55126 | Milford Power Project | 2007
55126 | Milford Power Project | 2008
55126 | Milford Power Project | 2009
55126 | Milford Power Project | 2010
55126 | Milford Power Project | 2011
55126 | Milford Power Project | 2012
55126 | Milford Power Project | 2013
55126 | Milford Power Project | 2014
55126 | Milford Power Project | 2015
55126 | Milford Power Project | 2016
55126 | Milford Power Project | 2017
55126 | Milford Power Project | 2018
55126 | Milford Power Project | 2019
55126 | Milford Power Project | 2020
55129 | Desert Basin | 2001
55129 | Desert Basin | 2002
55129 | Desert Basin | 2003
55129 | Desert Basin | 2004
55129 | Desert Basin | 2005
55129 | Desert Basin | 2006
55129 | Desert Basin | 2007
55129 | Desert Basin | 2008
55129 | Desert Basin | 2009
55129 | Desert Basin | 2010
55129 | Desert Basin | 2011
55129 | Desert Basin | 2012
55129 | Desert Basin | 2013
55129 | Desert Basin | 2014
55129 | Desert Basin | 2015
55129 | Desert Basin | 2016
55129 | Desert Basin | 2017
55129 | Desert Basin | 2018
55129 | Desert Basin | 2019
55129 | Desert Basin | 2020
55131 | Kendall County Generation Facility | 2002
55131 | Kendall County Generation Facility | 2003
55131 | Kendall County Generation Facility | 2004
55131 | Kendall County Generation Facility | 2005
55131 | Kendall County Generation Facility | 2006
55131 | Kendall County Generation Facility | 2007
55131 | Kendall County Generation Facility | 2008
55131 | Kendall County Generation Facility | 2009
55131 | Kendall County Generation Facility | 2010
55131 | Kendall County Generation Facility | 2011
55131 | Kendall County Generation Facility | 2012
55131 | Kendall County Generation Facility | 2013
55131 | Kendall County Generation Facility | 2014
55131 | Kendall County Generation Facility | 2015
55131 | Kendall County Generation Facility | 2016
55131 | Kendall County Generation Facility | 2017
55131 | Kendall County Generation Facility | 2018
55131 | Kendall County Generation Facility | 2019
55131 | Kendall County Generation Facility | 2020
55132 | Tenaska Gateway Generating Station | 2001
55132 | Tenaska Gateway Generating Station | 2002
55132 | Tenaska Gateway Generating Station | 2003
55132 | Tenaska Gateway Generating Station | 2004
55132 | Tenaska Gateway Generating Station | 2005
55132 | Tenaska Gateway Generating Station | 2006
55132 | Tenaska Gateway Generating Station | 2007
55132 | Tenaska Gateway Generating Station | 2008
55132 | Tenaska Gateway Generating Station | 2009
55132 | Tenaska Gateway Generating Station | 2010
55132 | Tenaska Gateway Generating Station | 2011
55132 | Tenaska Gateway Generating Station | 2012
55132 | Tenaska Gateway Generating Station | 2013
55132 | Tenaska Gateway Generating Station | 2014
55132 | Tenaska Gateway Generating Station | 2015
55132 | Tenaska Gateway Generating Station | 2016
55132 | Tenaska Gateway Generating Station | 2017
55132 | Tenaska Gateway Generating Station | 2018
55132 | Tenaska Gateway Generating Station | 2019
55132 | Tenaska Gateway Generating Station | 2020
55137 | Rio Nogales Power Project | 2002
55137 | Rio Nogales Power Project | 2003
55137 | Rio Nogales Power Project | 2004
55137 | Rio Nogales Power Project | 2005
55137 | Rio Nogales Power Project | 2006
55137 | Rio Nogales Power Project | 2007
55137 | Rio Nogales Power Project | 2008
55137 | Rio Nogales Power Project | 2009
55137 | Rio Nogales Power Project | 2010
55137 | Rio Nogales Power Project | 2011
55137 | Rio Nogales Power Project | 2012
55137 | Rio Nogales Power Project | 2013
55137 | Rio Nogales Power Project | 2014
55137 | Rio Nogales Power Project | 2015
55137 | Rio Nogales Power Project | 2016
55137 | Rio Nogales Power Project | 2017
55137 | Rio Nogales Power Project | 2018
55137 | Rio Nogales Power Project | 2019
55137 | Rio Nogales Power Project | 2020
55139 | AES Wolf Hollow LP | 2003
55139 | AES Wolf Hollow LP | 2004
55139 | AES Wolf Hollow LP | 2005
55139 | AES Wolf Hollow LP | 2006
55139 | AES Wolf Hollow LP | 2007
55139 | AES Wolf Hollow LP | 2008
55139 | AES Wolf Hollow LP | 2009
55139 | AES Wolf Hollow LP | 2010
55139 | AES Wolf Hollow LP | 2011
55139 | AES Wolf Hollow LP | 2012
55139 | AES Wolf Hollow LP | 2013
55139 | AES Wolf Hollow LP | 2014
55139 | AES Wolf Hollow LP | 2015
55139 | AES Wolf Hollow LP | 2016
55139 | AES Wolf Hollow LP | 2017
55139 | AES Wolf Hollow LP | 2018
55139 | AES Wolf Hollow LP | 2019
55139 | AES Wolf Hollow LP | 2020
55144 | Hays Energy Project | 2001
55144 | Hays Energy Project | 2002
55144 | Hays Energy Project | 2003
55144 | Hays Energy Project | 2004
55144 | Hays Energy Project | 2005
55144 | Hays Energy Project | 2006
55144 | Hays Energy Project | 2007
55144 | Hays Energy Project | 2008
55144 | Hays Energy Project | 2009
55144 | Hays Energy Project | 2010
55144 | Hays Energy Project | 2011
55144 | Hays Energy Project | 2012
55144 | Hays Energy Project | 2013
55144 | Hays Energy Project | 2014
55144 | Hays Energy Project | 2015
55144 | Hays Energy Project | 2016
55144 | Hays Energy Project | 2017
55144 | Hays Energy Project | 2018
55144 | Hays Energy Project | 2019
55144 | Hays Energy Project | 2020
55146 | Green Country Energy LLC | 2002
55146 | Green Country Energy LLC | 2003
55146 | Green Country Energy LLC | 2004
55146 | Green Country Energy LLC | 2005
55146 | Green Country Energy LLC | 2006
55146 | Green Country Energy LLC | 2007
55146 | Green Country Energy LLC | 2008
55146 | Green Country Energy LLC | 2009
55146 | Green Country Energy LLC | 2010
55146 | Green Country Energy LLC | 2011
55146 | Green Country Energy LLC | 2012
55146 | Green Country Energy LLC | 2013
55146 | Green Country Energy LLC | 2014
55146 | Green Country Energy LLC | 2015
55146 | Green Country Energy LLC | 2016
55146 | Green Country Energy LLC | 2017
55146 | Green Country Energy LLC | 2018
55146 | Green Country Energy LLC | 2019
55146 | Green Country Energy LLC | 2020
55151 | La Paloma Generating LLC | 2003
55151 | La Paloma Generating LLC | 2004
55151 | La Paloma Generating LLC | 2005
55151 | La Paloma Generating LLC | 2006
55151 | La Paloma Generating LLC | 2007
55151 | La Paloma Generating LLC | 2008
55151 | La Paloma Generating LLC | 2009
55151 | La Paloma Generating LLC | 2010
55151 | La Paloma Generating LLC | 2011
55151 | La Paloma Generating LLC | 2012
55151 | La Paloma Generating LLC | 2013
55151 | La Paloma Generating LLC | 2014
55151 | La Paloma Generating LLC | 2015
55151 | La Paloma Generating LLC | 2016
55151 | La Paloma Generating LLC | 2017
55151 | La Paloma Generating LLC | 2018
55151 | La Paloma Generating LLC | 2019
55151 | La Paloma Generating LLC | 2020
55153 | Guadalupe Generating Station | 2000
55153 | Guadalupe Generating Station | 2001
55153 | Guadalupe Generating Station | 2002
55153 | Guadalupe Generating Station | 2003
55153 | Guadalupe Generating Station | 2004
55153 | Guadalupe Generating Station | 2005
55153 | Guadalupe Generating Station | 2006
55153 | Guadalupe Generating Station | 2007
55153 | Guadalupe Generating Station | 2008
55153 | Guadalupe Generating Station | 2009
55153 | Guadalupe Generating Station | 2010
55153 | Guadalupe Generating Station | 2011
55153 | Guadalupe Generating Station | 2012
55153 | Guadalupe Generating Station | 2013
55153 | Guadalupe Generating Station | 2014
55153 | Guadalupe Generating Station | 2015
55153 | Guadalupe Generating Station | 2016
55153 | Guadalupe Generating Station | 2017
55153 | Guadalupe Generating Station | 2018
55153 | Guadalupe Generating Station | 2019
55153 | Guadalupe Generating Station | 2020
55154 | Lost Pines 1 Power Project | 2001
55154 | Lost Pines 1 Power Project | 2002
55154 | Lost Pines 1 Power Project | 2003
55154 | Lost Pines 1 Power Project | 2004
55154 | Lost Pines 1 Power Project | 2005
55154 | Lost Pines 1 Power Project | 2006
55154 | Lost Pines 1 Power Project | 2007
55154 | Lost Pines 1 Power Project | 2008
55154 | Lost Pines 1 Power Project | 2009
55154 | Lost Pines 1 Power Project | 2010
55154 | Lost Pines 1 Power Project | 2011
55154 | Lost Pines 1 Power Project | 2012
55154 | Lost Pines 1 Power Project | 2013
55154 | Lost Pines 1 Power Project | 2014
55154 | Lost Pines 1 Power Project | 2015
55154 | Lost Pines 1 Power Project | 2016
55154 | Lost Pines 1 Power Project | 2017
55154 | Lost Pines 1 Power Project | 2018
55154 | Lost Pines 1 Power Project | 2019
55154 | Lost Pines 1 Power Project | 2020
55168 | Bastrop Energy Center | 2002
55168 | Bastrop Energy Center | 2003
55168 | Bastrop Energy Center | 2004
55168 | Bastrop Energy Center | 2005
55168 | Bastrop Energy Center | 2006
55168 | Bastrop Energy Center | 2007
55168 | Bastrop Energy Center | 2008
55168 | Bastrop Energy Center | 2009
55168 | Bastrop Energy Center | 2010
55168 | Bastrop Energy Center | 2011
55168 | Bastrop Energy Center | 2012
55168 | Bastrop Energy Center | 2013
55168 | Bastrop Energy Center | 2014
55168 | Bastrop Energy Center | 2015
55168 | Bastrop Energy Center | 2016
55168 | Bastrop Energy Center | 2017
55168 | Bastrop Energy Center | 2018
55168 | Bastrop Energy Center | 2019
55168 | Bastrop Energy Center | 2020
55170 | AES Granite Ridge | 2003
55170 | AES Granite Ridge | 2004
55170 | AES Granite Ridge | 2005
55170 | AES Granite Ridge | 2006
55170 | AES Granite Ridge | 2007
55170 | AES Granite Ridge | 2008
55170 | AES Granite Ridge | 2009
55170 | AES Granite Ridge | 2010
55170 | AES Granite Ridge | 2011
55170 | AES Granite Ridge | 2012
55170 | AES Granite Ridge | 2013
55170 | AES Granite Ridge | 2014
55170 | AES Granite Ridge | 2015
55170 | AES Granite Ridge | 2016
55170 | AES Granite Ridge | 2017
55170 | AES Granite Ridge | 2018
55170 | AES Granite Ridge | 2019
55170 | AES Granite Ridge | 2020
55172 | Bosque County Peaking | 2000
55172 | Bosque County Peaking | 2001
55172 | Bosque County Peaking | 2002
55172 | Bosque County Peaking | 2003
55172 | Bosque County Peaking | 2004
55172 | Bosque County Peaking | 2005
55172 | Bosque County Peaking | 2006
55172 | Bosque County Peaking | 2007
55172 | Bosque County Peaking | 2008
55172 | Bosque County Peaking | 2009
55172 | Bosque County Peaking | 2010
55172 | Bosque County Peaking | 2011
55172 | Bosque County Peaking | 2012
55172 | Bosque County Peaking | 2013
55172 | Bosque County Peaking | 2014
55172 | Bosque County Peaking | 2015
55172 | Bosque County Peaking | 2016
55172 | Bosque County Peaking | 2017
55172 | Bosque County Peaking | 2018
55172 | Bosque County Peaking | 2019
55172 | Bosque County Peaking | 2020
55173 | Acadia Energy Center | 2002
55173 | Acadia Energy Center | 2003
55173 | Acadia Energy Center | 2004
55173 | Acadia Energy Center | 2005
55173 | Acadia Energy Center | 2006
55173 | Acadia Energy Center | 2007
55173 | Acadia Energy Center | 2008
55173 | Acadia Energy Center | 2009
55173 | Acadia Energy Center | 2010
55173 | Acadia Energy Center | 2011
55173 | Acadia Energy Center | 2012
55173 | Acadia Energy Center | 2013
55173 | Acadia Energy Center | 2014
55173 | Acadia Energy Center | 2015
55173 | Acadia Energy Center | 2016
55173 | Acadia Energy Center | 2017
55173 | Acadia Energy Center | 2018
55173 | Acadia Energy Center | 2019
55173 | Acadia Energy Center | 2020
55174 | Geneva Energy LLC | 2000
55174 | Geneva Energy LLC | 2002
55174 | Geneva Energy LLC | 2004
55174 | Geneva Energy LLC | 2006
55174 | Geneva Energy LLC | 2007
55174 | Geneva Energy LLC | 2008
55174 | Geneva Energy LLC | 2009
55174 | Geneva Energy LLC | 2010
55174 | Geneva Energy LLC | 2011
55176 | Eastman Cogeneration Facility | 2002
55176 | Eastman Cogeneration Facility | 2004
55176 | Eastman Cogeneration Facility | 2005
55176 | Eastman Cogeneration Facility | 2006
55176 | Eastman Cogeneration Facility | 2007
55176 | Eastman Cogeneration Facility | 2008
55176 | Eastman Cogeneration Facility | 2009
55176 | Eastman Cogeneration Facility | 2010
55176 | Eastman Cogeneration Facility | 2011
55176 | Eastman Cogeneration Facility | 2012
55176 | Eastman Cogeneration Facility | 2013
55176 | Eastman Cogeneration Facility | 2014
55176 | Eastman Cogeneration Facility | 2015
55176 | Eastman Cogeneration Facility | 2016
55176 | Eastman Cogeneration Facility | 2017
55176 | Eastman Cogeneration Facility | 2018
55176 | Eastman Cogeneration Facility | 2019
55176 | Eastman Cogeneration Facility | 2020
55177 | South Point Energy Center | 2001
55177 | South Point Energy Center | 2002
55177 | South Point Energy Center | 2003
55177 | South Point Energy Center | 2004
55177 | South Point Energy Center | 2005
55177 | South Point Energy Center | 2006
55177 | South Point Energy Center | 2007
55177 | South Point Energy Center | 2008
55177 | South Point Energy Center | 2009
55177 | South Point Energy Center | 2010
55177 | South Point Energy Center | 2011
55177 | South Point Energy Center | 2012
55177 | South Point Energy Center | 2013
55177 | South Point Energy Center | 2014
55177 | South Point Energy Center | 2015
55177 | South Point Energy Center | 2016
55177 | South Point Energy Center | 2018
55177 | South Point Energy Center | 2019
55177 | South Point Energy Center | 2020
55178 | Aries Power Project | 2001
55178 | Aries Power Project | 2002
55178 | Aries Power Project | 2003
55178 | Aries Power Project | 2004
55178 | Aries Power Project | 2005
55178 | Aries Power Project | 2006
55178 | Aries Power Project | 2007
55178 | Aries Power Project | 2008
55178 | Aries Power Project | 2009
55178 | Aries Power Project | 2010
55178 | Aries Power Project | 2011
55178 | Aries Power Project | 2012
55178 | Aries Power Project | 2013
55178 | Aries Power Project | 2014
55178 | Aries Power Project | 2015
55178 | Aries Power Project | 2016
55178 | Aries Power Project | 2017
55178 | Aries Power Project | 2018
55178 | Aries Power Project | 2019
55178 | Aries Power Project | 2020
55179 | Rathdrum Operating | 2001
55179 | Rathdrum Operating | 2002
55179 | Rathdrum Operating | 2003
55179 | Rathdrum Operating | 2004
55179 | Rathdrum Operating | 2005
55179 | Rathdrum Operating | 2006
55179 | Rathdrum Operating | 2007
55179 | Rathdrum Operating | 2008
55179 | Rathdrum Operating | 2009
55179 | Rathdrum Operating | 2010
55179 | Rathdrum Operating | 2011
55179 | Rathdrum Operating | 2012
55179 | Rathdrum Operating | 2013
55179 | Rathdrum Operating | 2014
55179 | Rathdrum Operating | 2015
55179 | Rathdrum Operating | 2016
55179 | Rathdrum Operating | 2017
55179 | Rathdrum Operating | 2018
55179 | Rathdrum Operating | 2019
55179 | Rathdrum Operating | 2020
55182 | Sunrise Power LLC | 2001
55182 | Sunrise Power LLC | 2002
55182 | Sunrise Power LLC | 2004
55182 | Sunrise Power LLC | 2005
55182 | Sunrise Power LLC | 2006
55182 | Sunrise Power LLC | 2007
55182 | Sunrise Power LLC | 2008
55182 | Sunrise Power LLC | 2009
55182 | Sunrise Power LLC | 2010
55182 | Sunrise Power LLC | 2011
55182 | Sunrise Power LLC | 2012
55182 | Sunrise Power LLC | 2013
55182 | Sunrise Power LLC | 2014
55182 | Sunrise Power LLC | 2015
55182 | Sunrise Power LLC | 2016
55182 | Sunrise Power LLC | 2017
55182 | Sunrise Power LLC | 2018
55182 | Sunrise Power LLC | 2019
55182 | Sunrise Power LLC | 2020
55183 | Nelson Energy Center | 2015
55183 | Nelson Energy Center | 2016
55183 | Nelson Energy Center | 2017
55183 | Nelson Energy Center | 2018
55183 | Nelson Energy Center | 2019
55183 | Nelson Energy Center | 2020
55187 | Channelview Cogeneration Plant | 2001
55187 | Channelview Cogeneration Plant | 2002
55187 | Channelview Cogeneration Plant | 2003
55187 | Channelview Cogeneration Plant | 2004
55187 | Channelview Cogeneration Plant | 2005
55187 | Channelview Cogeneration Plant | 2006
55187 | Channelview Cogeneration Plant | 2007
55187 | Channelview Cogeneration Plant | 2008
55187 | Channelview Cogeneration Plant | 2009
55187 | Channelview Cogeneration Plant | 2010
55187 | Channelview Cogeneration Plant | 2011
55187 | Channelview Cogeneration Plant | 2012
55187 | Channelview Cogeneration Plant | 2013
55187 | Channelview Cogeneration Plant | 2014
55187 | Channelview Cogeneration Plant | 2015
55187 | Channelview Cogeneration Plant | 2016
55187 | Channelview Cogeneration Plant | 2017
55187 | Channelview Cogeneration Plant | 2018
55187 | Channelview Cogeneration Plant | 2019
55187 | Channelview Cogeneration Plant | 2020
55188 | Cordova Energy | 2001
55188 | Cordova Energy | 2002
55188 | Cordova Energy | 2003
55188 | Cordova Energy | 2004
55188 | Cordova Energy | 2005
55188 | Cordova Energy | 2006
55188 | Cordova Energy | 2007
55188 | Cordova Energy | 2008
55188 | Cordova Energy | 2009
55188 | Cordova Energy | 2010
55188 | Cordova Energy | 2011
55188 | Cordova Energy | 2012
55188 | Cordova Energy | 2013
55188 | Cordova Energy | 2014
55188 | Cordova Energy | 2015
55188 | Cordova Energy | 2016
55188 | Cordova Energy | 2017
55188 | Cordova Energy | 2018
55188 | Cordova Energy | 2019
55188 | Cordova Energy | 2020
55193 | Ontelaunee Energy Center | 2004
55193 | Ontelaunee Energy Center | 2005
55193 | Ontelaunee Energy Center | 2006
55193 | Ontelaunee Energy Center | 2007
55193 | Ontelaunee Energy Center | 2008
55193 | Ontelaunee Energy Center | 2009
55193 | Ontelaunee Energy Center | 2010
55193 | Ontelaunee Energy Center | 2011
55193 | Ontelaunee Energy Center | 2012
55193 | Ontelaunee Energy Center | 2013
55193 | Ontelaunee Energy Center | 2014
55193 | Ontelaunee Energy Center | 2015
55193 | Ontelaunee Energy Center | 2016
55193 | Ontelaunee Energy Center | 2017
55193 | Ontelaunee Energy Center | 2018
55193 | Ontelaunee Energy Center | 2019
55193 | Ontelaunee Energy Center | 2020
55197 | Caledonia | 2003
55197 | Caledonia | 2004
55197 | Caledonia | 2005
55197 | Caledonia | 2006
55197 | Caledonia | 2007
55197 | Caledonia | 2008
55197 | Caledonia | 2009
55197 | Caledonia | 2010
55197 | Caledonia | 2011
55197 | Caledonia | 2012
55197 | Caledonia | 2013
55197 | Caledonia | 2014
55197 | Caledonia | 2015
55197 | Caledonia | 2016
55197 | Caledonia | 2017
55197 | Caledonia | 2018
55197 | Caledonia | 2019
55197 | Caledonia | 2020
55200 | Arapahoe Combustion Turbine Project | 2001
55200 | Arapahoe Combustion Turbine Project | 2002
55200 | Arapahoe Combustion Turbine Project | 2008
55200 | Arapahoe Combustion Turbine Project | 2009
55200 | Arapahoe Combustion Turbine Project | 2010
55200 | Arapahoe Combustion Turbine Project | 2011
55200 | Arapahoe Combustion Turbine Project | 2012
55200 | Arapahoe Combustion Turbine Project | 2013
55200 | Arapahoe Combustion Turbine Project | 2014
55200 | Arapahoe Combustion Turbine Project | 2015
55200 | Arapahoe Combustion Turbine Project | 2016
55200 | Arapahoe Combustion Turbine Project | 2017
55200 | Arapahoe Combustion Turbine Project | 2018
55200 | Arapahoe Combustion Turbine Project | 2019
55200 | Arapahoe Combustion Turbine Project | 2020
55206 | Corpus Christi Cogeneration LLC | 2002
55206 | Corpus Christi Cogeneration LLC | 2003
55206 | Corpus Christi Cogeneration LLC | 2004
55206 | Corpus Christi Cogeneration LLC | 2005
55206 | Corpus Christi Cogeneration LLC | 2006
55206 | Corpus Christi Cogeneration LLC | 2007
55206 | Corpus Christi Cogeneration LLC | 2008
55206 | Corpus Christi Cogeneration LLC | 2009
55206 | Corpus Christi Cogeneration LLC | 2010
55206 | Corpus Christi Cogeneration LLC | 2011
55206 | Corpus Christi Cogeneration LLC | 2012
55206 | Corpus Christi Cogeneration LLC | 2013
55206 | Corpus Christi Cogeneration LLC | 2014
55206 | Corpus Christi Cogeneration LLC | 2015
55206 | Corpus Christi Cogeneration LLC | 2016
55206 | Corpus Christi Cogeneration LLC | 2017
55206 | Corpus Christi Cogeneration LLC | 2018
55206 | Corpus Christi Cogeneration LLC | 2019
55206 | Corpus Christi Cogeneration LLC | 2020
55210 | Afton Generating Station | 2004
55210 | Afton Generating Station | 2005
55210 | Afton Generating Station | 2006
55210 | Afton Generating Station | 2007
55210 | Afton Generating Station | 2008
55210 | Afton Generating Station | 2009
55210 | Afton Generating Station | 2010
55210 | Afton Generating Station | 2011
55210 | Afton Generating Station | 2012
55210 | Afton Generating Station | 2013
55210 | Afton Generating Station | 2014
55210 | Afton Generating Station | 2015
55210 | Afton Generating Station | 2016
55210 | Afton Generating Station | 2017
55210 | Afton Generating Station | 2018
55210 | Afton Generating Station | 2019
55210 | Afton Generating Station | 2020
55215 | Odessa Ector Generating Station | 2001
55215 | Odessa Ector Generating Station | 2002
55215 | Odessa Ector Generating Station | 2003
55215 | Odessa Ector Generating Station | 2004
55215 | Odessa Ector Generating Station | 2005
55215 | Odessa Ector Generating Station | 2006
55215 | Odessa Ector Generating Station | 2007
55215 | Odessa Ector Generating Station | 2008
55215 | Odessa Ector Generating Station | 2009
55215 | Odessa Ector Generating Station | 2010
55215 | Odessa Ector Generating Station | 2011
55215 | Odessa Ector Generating Station | 2012
55215 | Odessa Ector Generating Station | 2013
55215 | Odessa Ector Generating Station | 2014
55215 | Odessa Ector Generating Station | 2015
55215 | Odessa Ector Generating Station | 2016
55215 | Odessa Ector Generating Station | 2017
55215 | Odessa Ector Generating Station | 2018
55215 | Odessa Ector Generating Station | 2019
55215 | Odessa Ector Generating Station | 2020
55216 | Aera South Belridge Cogen Facility | 2000
55216 | Aera South Belridge Cogen Facility | 2001
55216 | Aera South Belridge Cogen Facility | 2002
55216 | Aera South Belridge Cogen Facility | 2003
55216 | Aera South Belridge Cogen Facility | 2004
55216 | Aera South Belridge Cogen Facility | 2005
55216 | Aera South Belridge Cogen Facility | 2006
55216 | Aera South Belridge Cogen Facility | 2007
55216 | Aera South Belridge Cogen Facility | 2008
55216 | Aera South Belridge Cogen Facility | 2009
55216 | Aera South Belridge Cogen Facility | 2010
55216 | Aera South Belridge Cogen Facility | 2011
55216 | Aera South Belridge Cogen Facility | 2012
55216 | Aera South Belridge Cogen Facility | 2013
55216 | Aera South Belridge Cogen Facility | 2014
55216 | Aera South Belridge Cogen Facility | 2015
55216 | Aera South Belridge Cogen Facility | 2016
55216 | Aera South Belridge Cogen Facility | 2017
55216 | Aera South Belridge Cogen Facility | 2018
55216 | Aera South Belridge Cogen Facility | 2019
55216 | Aera South Belridge Cogen Facility | 2020
55217 | Los Medanos Energy Center | 2002
55217 | Los Medanos Energy Center | 2003
55217 | Los Medanos Energy Center | 2004
55217 | Los Medanos Energy Center | 2005
55217 | Los Medanos Energy Center | 2006
55217 | Los Medanos Energy Center | 2007
55217 | Los Medanos Energy Center | 2008
55217 | Los Medanos Energy Center | 2009
55217 | Los Medanos Energy Center | 2010
55217 | Los Medanos Energy Center | 2011
55217 | Los Medanos Energy Center | 2012
55217 | Los Medanos Energy Center | 2013
55217 | Los Medanos Energy Center | 2014
55217 | Los Medanos Energy Center | 2015
55217 | Los Medanos Energy Center | 2016
55217 | Los Medanos Energy Center | 2017
55217 | Los Medanos Energy Center | 2018
55217 | Los Medanos Energy Center | 2019
55217 | Los Medanos Energy Center | 2020
55218 | Hinds Energy Facility | 2001
55218 | Hinds Energy Facility | 2002
55218 | Hinds Energy Facility | 2003
55218 | Hinds Energy Facility | 2004
55218 | Hinds Energy Facility | 2005
55218 | Hinds Energy Facility | 2006
55218 | Hinds Energy Facility | 2007
55218 | Hinds Energy Facility | 2008
55218 | Hinds Energy Facility | 2009
55218 | Hinds Energy Facility | 2010
55218 | Hinds Energy Facility | 2011
55218 | Hinds Energy Facility | 2012
55218 | Hinds Energy Facility | 2013
55218 | Hinds Energy Facility | 2014
55218 | Hinds Energy Facility | 2015
55218 | Hinds Energy Facility | 2016
55218 | Hinds Energy Facility | 2017
55218 | Hinds Energy Facility | 2018
55218 | Hinds Energy Facility | 2019
55218 | Hinds Energy Facility | 2020
55220 | Attala | 2001
55220 | Attala | 2002
55220 | Attala | 2003
55220 | Attala | 2004
55220 | Attala | 2005
55220 | Attala | 2006
55220 | Attala | 2007
55220 | Attala | 2008
55220 | Attala | 2009
55220 | Attala | 2010
55220 | Attala | 2011
55220 | Attala | 2012
55220 | Attala | 2013
55220 | Attala | 2014
55220 | Attala | 2015
55220 | Attala | 2016
55220 | Attala | 2017
55220 | Attala | 2018
55220 | Attala | 2019
55220 | Attala | 2020
55221 | Harry L. Oswald | 2002
55221 | Harry L. Oswald | 2003
55221 | Harry L. Oswald | 2006
55221 | Harry L. Oswald | 2007
55221 | Harry L. Oswald | 2008
55221 | Harry L. Oswald | 2009
55221 | Harry L. Oswald | 2010
55221 | Harry L. Oswald | 2011
55221 | Harry L. Oswald | 2012
55221 | Harry L. Oswald | 2013
55221 | Harry L. Oswald | 2014
55221 | Harry L. Oswald | 2015
55221 | Harry L. Oswald | 2016
55221 | Harry L. Oswald | 2017
55221 | Harry L. Oswald | 2018
55221 | Harry L. Oswald | 2019
55221 | Harry L. Oswald | 2020
55223 | Ennis Power Company LLC | 2001
55223 | Ennis Power Company LLC | 2002
55223 | Ennis Power Company LLC | 2003
55223 | Ennis Power Company LLC | 2004
55223 | Ennis Power Company LLC | 2005
55223 | Ennis Power Company LLC | 2006
55223 | Ennis Power Company LLC | 2007
55223 | Ennis Power Company LLC | 2008
55223 | Ennis Power Company LLC | 2009
55223 | Ennis Power Company LLC | 2010
55223 | Ennis Power Company LLC | 2011
55223 | Ennis Power Company LLC | 2012
55223 | Ennis Power Company LLC | 2013
55223 | Ennis Power Company LLC | 2014
55223 | Ennis Power Company LLC | 2015
55223 | Ennis Power Company LLC | 2016
55223 | Ennis Power Company LLC | 2017
55223 | Ennis Power Company LLC | 2018
55223 | Ennis Power Company LLC | 2019
55223 | Ennis Power Company LLC | 2020
55225 | Calpine Oneta Power LLC | 2002
55225 | Calpine Oneta Power LLC | 2003
55225 | Calpine Oneta Power LLC | 2004
55225 | Calpine Oneta Power LLC | 2005
55225 | Calpine Oneta Power LLC | 2006
55225 | Calpine Oneta Power LLC | 2007
55225 | Calpine Oneta Power LLC | 2008
55225 | Calpine Oneta Power LLC | 2009
55225 | Calpine Oneta Power LLC | 2010
55225 | Calpine Oneta Power LLC | 2011
55225 | Calpine Oneta Power LLC | 2012
55225 | Calpine Oneta Power LLC | 2013
55225 | Calpine Oneta Power LLC | 2014
55225 | Calpine Oneta Power LLC | 2015
55225 | Calpine Oneta Power LLC | 2016
55225 | Calpine Oneta Power LLC | 2017
55225 | Calpine Oneta Power LLC | 2018
55225 | Calpine Oneta Power LLC | 2019
55225 | Calpine Oneta Power LLC | 2020
55226 | Freestone Energy Center | 2002
55226 | Freestone Energy Center | 2003
55226 | Freestone Energy Center | 2004
55226 | Freestone Energy Center | 2005
55226 | Freestone Energy Center | 2006
55226 | Freestone Energy Center | 2007
55226 | Freestone Energy Center | 2008
55226 | Freestone Energy Center | 2009
55226 | Freestone Energy Center | 2010
55226 | Freestone Energy Center | 2011
55226 | Freestone Energy Center | 2012
55226 | Freestone Energy Center | 2013
55226 | Freestone Energy Center | 2014
55226 | Freestone Energy Center | 2015
55226 | Freestone Energy Center | 2016
55226 | Freestone Energy Center | 2017
55226 | Freestone Energy Center | 2018
55226 | Freestone Energy Center | 2019
55226 | Freestone Energy Center | 2020
55230 | Jack County | 2006
55230 | Jack County | 2007
55230 | Jack County | 2008
55230 | Jack County | 2009
55230 | Jack County | 2010
55230 | Jack County | 2011
55230 | Jack County | 2012
55230 | Jack County | 2013
55230 | Jack County | 2014
55230 | Jack County | 2015
55230 | Jack County | 2016
55230 | Jack County | 2017
55230 | Jack County | 2018
55230 | Jack County | 2019
55230 | Jack County | 2020
55231 | Liberty Electric Power Plant | 2002
55231 | Liberty Electric Power Plant | 2003
55231 | Liberty Electric Power Plant | 2004
55231 | Liberty Electric Power Plant | 2005
55231 | Liberty Electric Power Plant | 2006
55231 | Liberty Electric Power Plant | 2007
55231 | Liberty Electric Power Plant | 2008
55231 | Liberty Electric Power Plant | 2009
55231 | Liberty Electric Power Plant | 2010
55231 | Liberty Electric Power Plant | 2011
55231 | Liberty Electric Power Plant | 2012
55231 | Liberty Electric Power Plant | 2013
55231 | Liberty Electric Power Plant | 2014
55231 | Liberty Electric Power Plant | 2015
55231 | Liberty Electric Power Plant | 2016
55231 | Liberty Electric Power Plant | 2017
55231 | Liberty Electric Power Plant | 2018
55231 | Liberty Electric Power Plant | 2019
55231 | Liberty Electric Power Plant | 2020
55239 | AES Red Oak LLC | 2002
55239 | AES Red Oak LLC | 2003
55239 | AES Red Oak LLC | 2004
55239 | AES Red Oak LLC | 2005
55239 | AES Red Oak LLC | 2006
55239 | AES Red Oak LLC | 2007
55239 | AES Red Oak LLC | 2008
55239 | AES Red Oak LLC | 2009
55239 | AES Red Oak LLC | 2010
55239 | AES Red Oak LLC | 2011
55239 | AES Red Oak LLC | 2012
55239 | AES Red Oak LLC | 2013
55239 | AES Red Oak LLC | 2014
55239 | AES Red Oak LLC | 2015
55239 | AES Red Oak LLC | 2016
55239 | AES Red Oak LLC | 2017
55239 | AES Red Oak LLC | 2018
55239 | AES Red Oak LLC | 2019
55239 | AES Red Oak LLC | 2020
55241 | Hog Bayou Energy Center | 2001
55241 | Hog Bayou Energy Center | 2002
55241 | Hog Bayou Energy Center | 2003
55241 | Hog Bayou Energy Center | 2004
55241 | Hog Bayou Energy Center | 2005
55241 | Hog Bayou Energy Center | 2006
55241 | Hog Bayou Energy Center | 2007
55241 | Hog Bayou Energy Center | 2008
55241 | Hog Bayou Energy Center | 2009
55241 | Hog Bayou Energy Center | 2010
55241 | Hog Bayou Energy Center | 2011
55241 | Hog Bayou Energy Center | 2012
55241 | Hog Bayou Energy Center | 2013
55241 | Hog Bayou Energy Center | 2014
55241 | Hog Bayou Energy Center | 2015
55241 | Hog Bayou Energy Center | 2016
55241 | Hog Bayou Energy Center | 2017
55241 | Hog Bayou Energy Center | 2018
55241 | Hog Bayou Energy Center | 2019
55241 | Hog Bayou Energy Center | 2020
55242 | Santa Rosa Energy Center | 2002
55242 | Santa Rosa Energy Center | 2011
55242 | Santa Rosa Energy Center | 2012
55242 | Santa Rosa Energy Center | 2013
55242 | Santa Rosa Energy Center | 2014
55242 | Santa Rosa Energy Center | 2015
55242 | Santa Rosa Energy Center | 2016
55242 | Santa Rosa Energy Center | 2017
55242 | Santa Rosa Energy Center | 2018
55242 | Santa Rosa Energy Center | 2019
55242 | Santa Rosa Energy Center | 2020
55259 | Whiting Clean Energy | 2001
55259 | Whiting Clean Energy | 2002
55259 | Whiting Clean Energy | 2003
55259 | Whiting Clean Energy | 2004
55259 | Whiting Clean Energy | 2005
55259 | Whiting Clean Energy | 2006
55259 | Whiting Clean Energy | 2007
55259 | Whiting Clean Energy | 2008
55259 | Whiting Clean Energy | 2009
55259 | Whiting Clean Energy | 2010
55259 | Whiting Clean Energy | 2011
55259 | Whiting Clean Energy | 2012
55259 | Whiting Clean Energy | 2013
55259 | Whiting Clean Energy | 2014
55259 | Whiting Clean Energy | 2015
55259 | Whiting Clean Energy | 2016
55259 | Whiting Clean Energy | 2017
55259 | Whiting Clean Energy | 2018
55259 | Whiting Clean Energy | 2019
55259 | Whiting Clean Energy | 2020
55269 | Southaven Energy LLC | 2003
55269 | Southaven Energy LLC | 2004
55269 | Southaven Energy LLC | 2005
55269 | Southaven Energy LLC | 2006
55269 | Southaven Energy LLC | 2007
55269 | Southaven Energy LLC | 2008
55269 | Southaven Energy LLC | 2009
55269 | Southaven Energy LLC | 2010
55269 | Southaven Energy LLC | 2011
55269 | Southaven Energy LLC | 2012
55269 | Southaven Energy LLC | 2013
55269 | Southaven Energy LLC | 2014
55269 | Southaven Energy LLC | 2015
55269 | Southaven Energy LLC | 2016
55269 | Southaven Energy LLC | 2017
55269 | Southaven Energy LLC | 2018
55269 | Southaven Energy LLC | 2019
55269 | Southaven Energy LLC | 2020
55270 | Jackson Generating Station | 2002
55270 | Jackson Generating Station | 2003
55270 | Jackson Generating Station | 2004
55270 | Jackson Generating Station | 2005
55270 | Jackson Generating Station | 2006
55270 | Jackson Generating Station | 2007
55270 | Jackson Generating Station | 2008
55270 | Jackson Generating Station | 2009
55270 | Jackson Generating Station | 2010
55270 | Jackson Generating Station | 2011
55270 | Jackson Generating Station | 2012
55270 | Jackson Generating Station | 2013
55270 | Jackson Generating Station | 2014
55270 | Jackson Generating Station | 2015
55270 | Jackson Generating Station | 2016
55270 | Jackson Generating Station | 2017
55270 | Jackson Generating Station | 2018
55270 | Jackson Generating Station | 2019
55270 | Jackson Generating Station | 2020
55271 | Tenaska Lindsay Hill Generating Station | 2002
55271 | Tenaska Lindsay Hill Generating Station | 2003
55271 | Tenaska Lindsay Hill Generating Station | 2004
55271 | Tenaska Lindsay Hill Generating Station | 2005
55271 | Tenaska Lindsay Hill Generating Station | 2006
55271 | Tenaska Lindsay Hill Generating Station | 2007
55271 | Tenaska Lindsay Hill Generating Station | 2008
55271 | Tenaska Lindsay Hill Generating Station | 2009
55271 | Tenaska Lindsay Hill Generating Station | 2010
55271 | Tenaska Lindsay Hill Generating Station | 2011
55271 | Tenaska Lindsay Hill Generating Station | 2012
55271 | Tenaska Lindsay Hill Generating Station | 2013
55271 | Tenaska Lindsay Hill Generating Station | 2014
55271 | Tenaska Lindsay Hill Generating Station | 2015
55271 | Tenaska Lindsay Hill Generating Station | 2016
55271 | Tenaska Lindsay Hill Generating Station | 2017
55271 | Tenaska Lindsay Hill Generating Station | 2018
55271 | Tenaska Lindsay Hill Generating Station | 2019
55271 | Tenaska Lindsay Hill Generating Station | 2020
55282 | Arlington Valley Energy Facility | 2002
55282 | Arlington Valley Energy Facility | 2003
55282 | Arlington Valley Energy Facility | 2004
55282 | Arlington Valley Energy Facility | 2005
55282 | Arlington Valley Energy Facility | 2006
55282 | Arlington Valley Energy Facility | 2007
55282 | Arlington Valley Energy Facility | 2008
55282 | Arlington Valley Energy Facility | 2009
55282 | Arlington Valley Energy Facility | 2010
55282 | Arlington Valley Energy Facility | 2011
55282 | Arlington Valley Energy Facility | 2012
55282 | Arlington Valley Energy Facility | 2013
55282 | Arlington Valley Energy Facility | 2014
55282 | Arlington Valley Energy Facility | 2015
55282 | Arlington Valley Energy Facility | 2016
55282 | Arlington Valley Energy Facility | 2017
55282 | Arlington Valley Energy Facility | 2018
55282 | Arlington Valley Energy Facility | 2019
55282 | Arlington Valley Energy Facility | 2020
55292 | Decatur Energy Center | 2002
55292 | Decatur Energy Center | 2003
55292 | Decatur Energy Center | 2004
55292 | Decatur Energy Center | 2005
55292 | Decatur Energy Center | 2006
55292 | Decatur Energy Center | 2007
55292 | Decatur Energy Center | 2008
55292 | Decatur Energy Center | 2009
55292 | Decatur Energy Center | 2010
55292 | Decatur Energy Center | 2011
55292 | Decatur Energy Center | 2012
55292 | Decatur Energy Center | 2013
55292 | Decatur Energy Center | 2014
55292 | Decatur Energy Center | 2015
55292 | Decatur Energy Center | 2016
55292 | Decatur Energy Center | 2017
55292 | Decatur Energy Center | 2018
55292 | Decatur Energy Center | 2019
55292 | Decatur Energy Center | 2020
55293 | Morgan Energy Center | 2003
55293 | Morgan Energy Center | 2004
55293 | Morgan Energy Center | 2005
55293 | Morgan Energy Center | 2006
55293 | Morgan Energy Center | 2007
55293 | Morgan Energy Center | 2008
55293 | Morgan Energy Center | 2009
55293 | Morgan Energy Center | 2010
55293 | Morgan Energy Center | 2011
55293 | Morgan Energy Center | 2012
55293 | Morgan Energy Center | 2013
55293 | Morgan Energy Center | 2014
55293 | Morgan Energy Center | 2015
55293 | Morgan Energy Center | 2016
55293 | Morgan Energy Center | 2017
55293 | Morgan Energy Center | 2018
55293 | Morgan Energy Center | 2019
55293 | Morgan Energy Center | 2020
55294 | Westbrook Energy Center | 2000
55294 | Westbrook Energy Center | 2001
55294 | Westbrook Energy Center | 2002
55294 | Westbrook Energy Center | 2003
55294 | Westbrook Energy Center | 2004
55294 | Westbrook Energy Center | 2005
55294 | Westbrook Energy Center | 2006
55294 | Westbrook Energy Center | 2007
55294 | Westbrook Energy Center | 2008
55294 | Westbrook Energy Center | 2009
55294 | Westbrook Energy Center | 2010
55294 | Westbrook Energy Center | 2011
55294 | Westbrook Energy Center | 2012
55294 | Westbrook Energy Center | 2013
55294 | Westbrook Energy Center | 2014
55294 | Westbrook Energy Center | 2015
55294 | Westbrook Energy Center | 2016
55294 | Westbrook Energy Center | 2017
55294 | Westbrook Energy Center | 2018
55294 | Westbrook Energy Center | 2019
55294 | Westbrook Energy Center | 2020
55295 | Blythe Energy Inc | 2004
55295 | Blythe Energy Inc | 2005
55295 | Blythe Energy Inc | 2006
55295 | Blythe Energy Inc | 2007
55295 | Blythe Energy Inc | 2008
55295 | Blythe Energy Inc | 2009
55295 | Blythe Energy Inc | 2010
55295 | Blythe Energy Inc | 2011
55295 | Blythe Energy Inc | 2012
55295 | Blythe Energy Inc | 2013
55295 | Blythe Energy Inc | 2014
55295 | Blythe Energy Inc | 2015
55295 | Blythe Energy Inc | 2016
55295 | Blythe Energy Inc | 2017
55295 | Blythe Energy Inc | 2018
55295 | Blythe Energy Inc | 2019
55295 | Blythe Energy Inc | 2020
55297 | Covert Generating Project | 2004
55297 | Covert Generating Project | 2005
55297 | Covert Generating Project | 2006
55297 | Covert Generating Project | 2007
55297 | Covert Generating Project | 2008
55297 | Covert Generating Project | 2009
55297 | Covert Generating Project | 2010
55297 | Covert Generating Project | 2011
55297 | Covert Generating Project | 2012
55297 | Covert Generating Project | 2013
55297 | Covert Generating Project | 2014
55297 | Covert Generating Project | 2015
55297 | Covert Generating Project | 2016
55297 | Covert Generating Project | 2017
55297 | Covert Generating Project | 2018
55297 | Covert Generating Project | 2019
55297 | Covert Generating Project | 2020
55298 | Fairless Energy Center | 2004
55298 | Fairless Energy Center | 2005
55298 | Fairless Energy Center | 2006
55298 | Fairless Energy Center | 2007
55298 | Fairless Energy Center | 2008
55298 | Fairless Energy Center | 2009
55298 | Fairless Energy Center | 2010
55298 | Fairless Energy Center | 2011
55298 | Fairless Energy Center | 2012
55298 | Fairless Energy Center | 2013
55298 | Fairless Energy Center | 2014
55298 | Fairless Energy Center | 2015
55298 | Fairless Energy Center | 2016
55298 | Fairless Energy Center | 2017
55298 | Fairless Energy Center | 2018
55298 | Fairless Energy Center | 2019
55298 | Fairless Energy Center | 2020
55299 | Channel Energy Center | 2001
55299 | Channel Energy Center | 2002
55299 | Channel Energy Center | 2003
55299 | Channel Energy Center | 2004
55299 | Channel Energy Center | 2005
55299 | Channel Energy Center | 2006
55299 | Channel Energy Center | 2007
55299 | Channel Energy Center | 2008
55299 | Channel Energy Center | 2009
55299 | Channel Energy Center | 2010
55299 | Channel Energy Center | 2011
55299 | Channel Energy Center | 2012
55299 | Channel Energy Center | 2013
55299 | Channel Energy Center | 2014
55299 | Channel Energy Center | 2015
55299 | Channel Energy Center | 2016
55299 | Channel Energy Center | 2017
55299 | Channel Energy Center | 2018
55299 | Channel Energy Center | 2019
55299 | Channel Energy Center | 2020
55301 | 0 | 2001
55301 | 0 | 2002
55301 | 0 | 2003
55302 | Wasatch Energy Systems | 2000
55302 | Wasatch Energy Systems | 2001
55302 | Wasatch Energy Systems | 2002
55302 | Wasatch Energy Systems | 2004
55302 | Wasatch Energy Systems | 2006
55302 | Wasatch Energy Systems | 2007
55302 | Wasatch Energy Systems | 2013
55302 | Wasatch Energy Systems | 2014
55302 | Wasatch Energy Systems | 2015
55302 | Wasatch Energy Systems | 2016
55302 | Wasatch Energy Systems | 2017
55305 | Evangeline Power Station | 2000
55306 | Gila River Power Block 4 | 2004
55306 | Gila River Power Block 4 | 2005
55306 | Gila River Power Block 4 | 2006
55306 | Gila River Power Block 4 | 2007
55306 | Gila River Power Block 4 | 2008
55306 | Gila River Power Block 4 | 2009
55306 | Gila River Power Block 4 | 2010
55306 | Gila River Power Block 4 | 2011
55306 | Gila River Power Block 4 | 2012
55306 | Gila River Power Block 4 | 2013
55306 | Gila River Power Block 4 | 2014
55306 | Gila River Power Block 4 | 2015
55306 | Gila River Power Block 4 | 2016
55306 | Gila River Power Block 4 | 2017
55306 | Gila River Power Block 4 | 2018
55306 | Gila River Power Block 4 | 2019
55306 | Gila River Power Block 4 | 2020
55314 | Union Power Station | 2003
55318 | Indian River | 2000
55318 | Indian River | 2001
55318 | Indian River | 2002
55318 | Indian River | 2003
55318 | Indian River | 2004
55318 | Indian River | 2005
55318 | Indian River | 2006
55318 | Indian River | 2007
55318 | Indian River | 2008
55318 | Indian River | 2009
55318 | Indian River | 2010
55318 | Indian River | 2011
55318 | Indian River | 2012
55318 | Indian River | 2013
55320 | Wise County Power LLC | 2004
55320 | Wise County Power LLC | 2005
55320 | Wise County Power LLC | 2006
55320 | Wise County Power LLC | 2007
55320 | Wise County Power LLC | 2008
55320 | Wise County Power LLC | 2009
55320 | Wise County Power LLC | 2010
55320 | Wise County Power LLC | 2011
55320 | Wise County Power LLC | 2012
55320 | Wise County Power LLC | 2013
55320 | Wise County Power LLC | 2014
55320 | Wise County Power LLC | 2015
55320 | Wise County Power LLC | 2016
55320 | Wise County Power LLC | 2017
55320 | Wise County Power LLC | 2018
55320 | Wise County Power LLC | 2019
55320 | Wise County Power LLC | 2020
55322 | Chuck Lenzie Generating Station | 2006
55322 | Chuck Lenzie Generating Station | 2007
55322 | Chuck Lenzie Generating Station | 2008
55322 | Chuck Lenzie Generating Station | 2009
55323 | 0 | 2000
55323 | 0 | 2001
55327 | Baytown Energy Center | 2002
55327 | Baytown Energy Center | 2003
55327 | Baytown Energy Center | 2004
55327 | Baytown Energy Center | 2005
55327 | Baytown Energy Center | 2006
55327 | Baytown Energy Center | 2007
55327 | Baytown Energy Center | 2008
55327 | Baytown Energy Center | 2009
55327 | Baytown Energy Center | 2010
55327 | Baytown Energy Center | 2011
55327 | Baytown Energy Center | 2012
55327 | Baytown Energy Center | 2013
55327 | Baytown Energy Center | 2014
55327 | Baytown Energy Center | 2015
55327 | Baytown Energy Center | 2016
55327 | Baytown Energy Center | 2017
55327 | Baytown Energy Center | 2018
55327 | Baytown Energy Center | 2019
55327 | Baytown Energy Center | 2020
55328 | Hermiston Power Partnership | 2003
55328 | Hermiston Power Partnership | 2004
55328 | Hermiston Power Partnership | 2005
55328 | Hermiston Power Partnership | 2006
55328 | Hermiston Power Partnership | 2007
55328 | Hermiston Power Partnership | 2008
55328 | Hermiston Power Partnership | 2009
55328 | Hermiston Power Partnership | 2010
55328 | Hermiston Power Partnership | 2011
55328 | Hermiston Power Partnership | 2012
55328 | Hermiston Power Partnership | 2013
55328 | Hermiston Power Partnership | 2014
55328 | Hermiston Power Partnership | 2015
55328 | Hermiston Power Partnership | 2016
55328 | Hermiston Power Partnership | 2017
55328 | Hermiston Power Partnership | 2018
55328 | Hermiston Power Partnership | 2019
55328 | Hermiston Power Partnership | 2020
55333 | Delta Energy Center | 2002
55333 | Delta Energy Center | 2003
55333 | Delta Energy Center | 2004
55333 | Delta Energy Center | 2005
55333 | Delta Energy Center | 2006
55333 | Delta Energy Center | 2007
55333 | Delta Energy Center | 2008
55333 | Delta Energy Center | 2009
55333 | Delta Energy Center | 2010
55333 | Delta Energy Center | 2011
55333 | Delta Energy Center | 2012
55333 | Delta Energy Center | 2013
55333 | Delta Energy Center | 2014
55333 | Delta Energy Center | 2015
55333 | Delta Energy Center | 2016
55333 | Delta Energy Center | 2017
55333 | Delta Energy Center | 2018
55333 | Delta Energy Center | 2019
55333 | Delta Energy Center | 2020
55334 | Holland Energy Facility | 2002
55334 | Holland Energy Facility | 2003
55334 | Holland Energy Facility | 2004
55334 | Holland Energy Facility | 2005
55334 | Holland Energy Facility | 2006
55334 | Holland Energy Facility | 2007
55334 | Holland Energy Facility | 2008
55334 | Holland Energy Facility | 2009
55334 | Holland Energy Facility | 2010
55334 | Holland Energy Facility | 2011
55334 | Holland Energy Facility | 2012
55334 | Holland Energy Facility | 2013
55334 | Holland Energy Facility | 2014
55334 | Holland Energy Facility | 2015
55334 | Holland Energy Facility | 2016
55334 | Holland Energy Facility | 2017
55334 | Holland Energy Facility | 2018
55334 | Holland Energy Facility | 2019
55334 | Holland Energy Facility | 2020
55335 | Ontelaunee Energy Center | 2003
55337 | AES Ironwood LLC | 2001
55337 | AES Ironwood LLC | 2002
55337 | AES Ironwood LLC | 2003
55337 | AES Ironwood LLC | 2004
55337 | AES Ironwood LLC | 2005
55337 | AES Ironwood LLC | 2006
55337 | AES Ironwood LLC | 2007
55337 | AES Ironwood LLC | 2008
55337 | AES Ironwood LLC | 2009
55337 | AES Ironwood LLC | 2010
55337 | AES Ironwood LLC | 2011
55337 | AES Ironwood LLC | 2012
55337 | AES Ironwood LLC | 2013
55337 | AES Ironwood LLC | 2014
55337 | AES Ironwood LLC | 2015
55337 | AES Ironwood LLC | 2016
55337 | AES Ironwood LLC | 2017
55337 | AES Ironwood LLC | 2018
55337 | AES Ironwood LLC | 2019
55337 | AES Ironwood LLC | 2020
55340 | Dell Power Station | 2007
55340 | Dell Power Station | 2008
55340 | Dell Power Station | 2009
55340 | Dell Power Station | 2010
55340 | Dell Power Station | 2011
55340 | Dell Power Station | 2012
55340 | Dell Power Station | 2013
55340 | Dell Power Station | 2014
55340 | Dell Power Station | 2015
55340 | Dell Power Station | 2016
55340 | Dell Power Station | 2017
55340 | Dell Power Station | 2018
55340 | Dell Power Station | 2019
55340 | Dell Power Station | 2020
55343 | Luna Energy Facility | 2006
55343 | Luna Energy Facility | 2007
55343 | Luna Energy Facility | 2008
55343 | Luna Energy Facility | 2009
55343 | Luna Energy Facility | 2010
55343 | Luna Energy Facility | 2011
55343 | Luna Energy Facility | 2012
55343 | Luna Energy Facility | 2013
55343 | Luna Energy Facility | 2014
55343 | Luna Energy Facility | 2015
55343 | Luna Energy Facility | 2016
55343 | Luna Energy Facility | 2017
55343 | Luna Energy Facility | 2018
55343 | Luna Energy Facility | 2019
55343 | Luna Energy Facility | 2020
55350 | Dresden Energy Facility | 2012
55350 | Dresden Energy Facility | 2013
55350 | Dresden Energy Facility | 2014
55350 | Dresden Energy Facility | 2015
55350 | Dresden Energy Facility | 2016
55350 | Dresden Energy Facility | 2017
55350 | Dresden Energy Facility | 2018
55350 | Dresden Energy Facility | 2019
55350 | Dresden Energy Facility | 2020
55357 | Brazos Valley Generating Facility | 2003
55357 | Brazos Valley Generating Facility | 2004
55357 | Brazos Valley Generating Facility | 2005
55357 | Brazos Valley Generating Facility | 2006
55357 | Brazos Valley Generating Facility | 2007
55357 | Brazos Valley Generating Facility | 2008
55357 | Brazos Valley Generating Facility | 2009
55357 | Brazos Valley Generating Facility | 2010
55357 | Brazos Valley Generating Facility | 2011
55357 | Brazos Valley Generating Facility | 2012
55357 | Brazos Valley Generating Facility | 2013
55357 | Brazos Valley Generating Facility | 2014
55357 | Brazos Valley Generating Facility | 2015
55357 | Brazos Valley Generating Facility | 2016
55357 | Brazos Valley Generating Facility | 2017
55357 | Brazos Valley Generating Facility | 2018
55357 | Brazos Valley Generating Facility | 2019
55357 | Brazos Valley Generating Facility | 2020
55358 | Cottonwood Energy Project | 2003
55358 | Cottonwood Energy Project | 2004
55358 | Cottonwood Energy Project | 2005
55358 | Cottonwood Energy Project | 2006
55358 | Cottonwood Energy Project | 2007
55358 | Cottonwood Energy Project | 2008
55358 | Cottonwood Energy Project | 2009
55358 | Cottonwood Energy Project | 2010
55358 | Cottonwood Energy Project | 2011
55358 | Cottonwood Energy Project | 2012
55358 | Cottonwood Energy Project | 2013
55358 | Cottonwood Energy Project | 2014
55358 | Cottonwood Energy Project | 2015
55358 | Cottonwood Energy Project | 2016
55358 | Cottonwood Energy Project | 2017
55358 | Cottonwood Energy Project | 2018
55358 | Cottonwood Energy Project | 2019
55358 | Cottonwood Energy Project | 2020
55364 | Mirant Sugar Creek Power Plant | 2002
55364 | Mirant Sugar Creek Power Plant | 2003
55364 | Mirant Sugar Creek Power Plant | 2004
55364 | Mirant Sugar Creek Power Plant | 2005
55364 | Mirant Sugar Creek Power Plant | 2006
55364 | Mirant Sugar Creek Power Plant | 2007
55364 | Mirant Sugar Creek Power Plant | 2008
55364 | Mirant Sugar Creek Power Plant | 2009
55364 | Mirant Sugar Creek Power Plant | 2010
55364 | Mirant Sugar Creek Power Plant | 2011
55364 | Mirant Sugar Creek Power Plant | 2012
55364 | Mirant Sugar Creek Power Plant | 2013
55364 | Mirant Sugar Creek Power Plant | 2014
55364 | Mirant Sugar Creek Power Plant | 2015
55364 | Mirant Sugar Creek Power Plant | 2016
55364 | Mirant Sugar Creek Power Plant | 2017
55364 | Mirant Sugar Creek Power Plant | 2018
55364 | Mirant Sugar Creek Power Plant | 2019
55364 | Mirant Sugar Creek Power Plant | 2020
55369 | Hamakua Energy Plant | 2000
55369 | Hamakua Energy Plant | 2001
55369 | Hamakua Energy Plant | 2002
55369 | Hamakua Energy Plant | 2003
55369 | Hamakua Energy Plant | 2004
55369 | Hamakua Energy Plant | 2005
55369 | Hamakua Energy Plant | 2006
55369 | Hamakua Energy Plant | 2007
55369 | Hamakua Energy Plant | 2008
55369 | Hamakua Energy Plant | 2009
55369 | Hamakua Energy Plant | 2010
55369 | Hamakua Energy Plant | 2011
55369 | Hamakua Energy Plant | 2012
55369 | Hamakua Energy Plant | 2013
55369 | Hamakua Energy Plant | 2014
55369 | Hamakua Energy Plant | 2015
55369 | Hamakua Energy Plant | 2016
55369 | Hamakua Energy Plant | 2017
55369 | Hamakua Energy Plant | 2018
55369 | Hamakua Energy Plant | 2019
55369 | Hamakua Energy Plant | 2020
55372 | Harquahala Generating Project | 2004
55372 | Harquahala Generating Project | 2005
55372 | Harquahala Generating Project | 2006
55372 | Harquahala Generating Project | 2007
55372 | Harquahala Generating Project | 2008
55372 | Harquahala Generating Project | 2009
55372 | Harquahala Generating Project | 2010
55372 | Harquahala Generating Project | 2011
55372 | Harquahala Generating Project | 2012
55372 | Harquahala Generating Project | 2013
55372 | Harquahala Generating Project | 2014
55372 | Harquahala Generating Project | 2015
55372 | Harquahala Generating Project | 2016
55372 | Harquahala Generating Project | 2017
55372 | Harquahala Generating Project | 2018
55380 | Union Power Partners LP | 2004
55380 | Union Power Partners LP | 2005
55380 | Union Power Partners LP | 2006
55380 | Union Power Partners LP | 2007
55380 | Union Power Partners LP | 2008
55380 | Union Power Partners LP | 2009
55380 | Union Power Partners LP | 2010
55380 | Union Power Partners LP | 2011
55380 | Union Power Partners LP | 2012
55380 | Union Power Partners LP | 2013
55380 | Union Power Partners LP | 2014
55380 | Union Power Partners LP | 2015
55380 | Union Power Partners LP | 2016
55380 | Union Power Partners LP | 2017
55380 | Union Power Partners LP | 2018
55380 | Union Power Partners LP | 2019
55380 | Union Power Partners LP | 2020
55382 | KGen Murray I and II LLC | 2002
55382 | KGen Murray I and II LLC | 2003
55382 | KGen Murray I and II LLC | 2004
55382 | KGen Murray I and II LLC | 2005
55382 | KGen Murray I and II LLC | 2006
55382 | KGen Murray I and II LLC | 2007
55382 | KGen Murray I and II LLC | 2008
55382 | KGen Murray I and II LLC | 2009
55382 | KGen Murray I and II LLC | 2010
55382 | KGen Murray I and II LLC | 2011
55382 | KGen Murray I and II LLC | 2012
55382 | KGen Murray I and II LLC | 2013
55382 | KGen Murray I and II LLC | 2014
55382 | KGen Murray I and II LLC | 2015
55382 | KGen Murray I and II LLC | 2016
55382 | KGen Murray I and II LLC | 2017
55382 | KGen Murray I and II LLC | 2018
55382 | KGen Murray I and II LLC | 2019
55382 | KGen Murray I and II LLC | 2020
55386 | Columbia Energy Center | 2004
55386 | Columbia Energy Center | 2005
55386 | Columbia Energy Center | 2006
55386 | Columbia Energy Center | 2007
55386 | Columbia Energy Center | 2008
55386 | Columbia Energy Center | 2009
55386 | Columbia Energy Center | 2010
55386 | Columbia Energy Center | 2011
55386 | Columbia Energy Center | 2012
55386 | Columbia Energy Center | 2013
55386 | Columbia Energy Center | 2014
55386 | Columbia Energy Center | 2015
55386 | Columbia Energy Center | 2016
55386 | Columbia Energy Center | 2017
55386 | Columbia Energy Center | 2018
55386 | Columbia Energy Center | 2019
55386 | Columbia Energy Center | 2020
55393 | Metcalf Energy Center | 2005
55393 | Metcalf Energy Center | 2006
55393 | Metcalf Energy Center | 2007
55393 | Metcalf Energy Center | 2008
55393 | Metcalf Energy Center | 2009
55393 | Metcalf Energy Center | 2010
55393 | Metcalf Energy Center | 2011
55393 | Metcalf Energy Center | 2012
55393 | Metcalf Energy Center | 2013
55393 | Metcalf Energy Center | 2014
55393 | Metcalf Energy Center | 2015
55393 | Metcalf Energy Center | 2016
55393 | Metcalf Energy Center | 2017
55393 | Metcalf Energy Center | 2018
55393 | Metcalf Energy Center | 2019
55393 | Metcalf Energy Center | 2020
55397 | Washington Energy Facility | 2002
55397 | Washington Energy Facility | 2003
55397 | Washington Energy Facility | 2004
55397 | Washington Energy Facility | 2005
55397 | Washington Energy Facility | 2006
55397 | Washington Energy Facility | 2007
55397 | Washington Energy Facility | 2008
55397 | Washington Energy Facility | 2009
55397 | Washington Energy Facility | 2010
55397 | Washington Energy Facility | 2011
55397 | Washington Energy Facility | 2012
55397 | Washington Energy Facility | 2013
55397 | Washington Energy Facility | 2014
55397 | Washington Energy Facility | 2015
55397 | Washington Energy Facility | 2016
55397 | Washington Energy Facility | 2017
55397 | Washington Energy Facility | 2018
55397 | Washington Energy Facility | 2019
55397 | Washington Energy Facility | 2020
55400 | Elk Hills Power LLC | 2001
55400 | Elk Hills Power LLC | 2003
55400 | Elk Hills Power LLC | 2004
55400 | Elk Hills Power LLC | 2005
55400 | Elk Hills Power LLC | 2006
55400 | Elk Hills Power LLC | 2007
55400 | Elk Hills Power LLC | 2008
55400 | Elk Hills Power LLC | 2009
55400 | Elk Hills Power LLC | 2010
55400 | Elk Hills Power LLC | 2011
55400 | Elk Hills Power LLC | 2012
55400 | Elk Hills Power LLC | 2013
55400 | Elk Hills Power LLC | 2014
55400 | Elk Hills Power LLC | 2015
55400 | Elk Hills Power LLC | 2016
55400 | Elk Hills Power LLC | 2017
55400 | Elk Hills Power LLC | 2018
55400 | Elk Hills Power LLC | 2019
55400 | Elk Hills Power LLC | 2020
55404 | Carville Energy LLC | 2003
55404 | Carville Energy LLC | 2004
55404 | Carville Energy LLC | 2005
55404 | Carville Energy LLC | 2006
55404 | Carville Energy LLC | 2007
55404 | Carville Energy LLC | 2008
55404 | Carville Energy LLC | 2009
55404 | Carville Energy LLC | 2010
55404 | Carville Energy LLC | 2011
55404 | Carville Energy LLC | 2012
55404 | Carville Energy LLC | 2013
55404 | Carville Energy LLC | 2014
55404 | Carville Energy LLC | 2015
55404 | Carville Energy LLC | 2016
55404 | Carville Energy LLC | 2017
55404 | Carville Energy LLC | 2018
55404 | Carville Energy LLC | 2019
55404 | Carville Energy LLC | 2020
55406 | Effingham County Power Project | 2003
55406 | Effingham County Power Project | 2004
55406 | Effingham County Power Project | 2005
55406 | Effingham County Power Project | 2006
55406 | Effingham County Power Project | 2007
55406 | Effingham County Power Project | 2008
55406 | Effingham County Power Project | 2009
55406 | Effingham County Power Project | 2010
55406 | Effingham County Power Project | 2011
55406 | Effingham County Power Project | 2012
55406 | Effingham County Power Project | 2013
55406 | Effingham County Power Project | 2014
55406 | Effingham County Power Project | 2015
55406 | Effingham County Power Project | 2016
55406 | Effingham County Power Project | 2017
55406 | Effingham County Power Project | 2018
55406 | Effingham County Power Project | 2019
55406 | Effingham County Power Project | 2020
55411 | Hillabee Energy Center | 2010
55411 | Hillabee Energy Center | 2011
55411 | Hillabee Energy Center | 2012
55411 | Hillabee Energy Center | 2013
55411 | Hillabee Energy Center | 2014
55411 | Hillabee Energy Center | 2015
55411 | Hillabee Energy Center | 2016
55411 | Hillabee Energy Center | 2017
55411 | Hillabee Energy Center | 2018
55411 | Hillabee Energy Center | 2019
55411 | Hillabee Energy Center | 2020
55412 | Osprey Energy Center | 2004
55412 | Osprey Energy Center | 2005
55412 | Osprey Energy Center | 2006
55412 | Osprey Energy Center | 2007
55412 | Osprey Energy Center | 2008
55412 | Osprey Energy Center | 2009
55412 | Osprey Energy Center | 2010
55412 | Osprey Energy Center | 2011
55412 | Osprey Energy Center | 2012
55412 | Osprey Energy Center | 2013
55412 | Osprey Energy Center | 2014
55412 | Osprey Energy Center | 2015
55412 | Osprey Energy Center | 2016
55412 | Osprey Energy Center | 2017
55412 | Osprey Energy Center | 2018
55412 | Osprey Energy Center | 2019
55412 | Osprey Energy Center | 2020
55418 | Hot Spring Energy Facility | 2002
55418 | Hot Spring Energy Facility | 2003
55418 | Hot Spring Energy Facility | 2004
55418 | Hot Spring Energy Facility | 2005
55418 | Hot Spring Energy Facility | 2006
55418 | Hot Spring Energy Facility | 2007
55418 | Hot Spring Energy Facility | 2008
55418 | Hot Spring Energy Facility | 2009
55418 | Hot Spring Energy Facility | 2010
55418 | Hot Spring Energy Facility | 2011
55418 | Hot Spring Energy Facility | 2012
55418 | Hot Spring Energy Facility | 2013
55418 | Hot Spring Energy Facility | 2014
55418 | Hot Spring Energy Facility | 2015
55418 | Hot Spring Energy Facility | 2016
55418 | Hot Spring Energy Facility | 2017
55418 | Hot Spring Energy Facility | 2018
55418 | Hot Spring Energy Facility | 2019
55418 | Hot Spring Energy Facility | 2020
55439 | Tenaska Virginia Generating Station | 2004
55439 | Tenaska Virginia Generating Station | 2005
55439 | Tenaska Virginia Generating Station | 2006
55439 | Tenaska Virginia Generating Station | 2007
55439 | Tenaska Virginia Generating Station | 2008
55439 | Tenaska Virginia Generating Station | 2009
55439 | Tenaska Virginia Generating Station | 2010
55439 | Tenaska Virginia Generating Station | 2011
55439 | Tenaska Virginia Generating Station | 2012
55439 | Tenaska Virginia Generating Station | 2013
55439 | Tenaska Virginia Generating Station | 2014
55439 | Tenaska Virginia Generating Station | 2015
55439 | Tenaska Virginia Generating Station | 2016
55439 | Tenaska Virginia Generating Station | 2017
55439 | Tenaska Virginia Generating Station | 2018
55439 | Tenaska Virginia Generating Station | 2019
55439 | Tenaska Virginia Generating Station | 2020
55440 | Central Alabama Generating Station | 2003
55440 | Central Alabama Generating Station | 2004
55440 | Central Alabama Generating Station | 2005
55440 | Central Alabama Generating Station | 2006
55440 | Central Alabama Generating Station | 2007
55440 | Central Alabama Generating Station | 2008
55440 | Central Alabama Generating Station | 2009
55440 | Central Alabama Generating Station | 2010
55440 | Central Alabama Generating Station | 2011
55440 | Central Alabama Generating Station | 2012
55440 | Central Alabama Generating Station | 2013
55440 | Central Alabama Generating Station | 2014
55440 | Central Alabama Generating Station | 2015
55440 | Central Alabama Generating Station | 2016
55440 | Central Alabama Generating Station | 2017
55440 | Central Alabama Generating Station | 2018
55440 | Central Alabama Generating Station | 2019
55440 | Central Alabama Generating Station | 2020
55451 | Magnolia Power Plant | 2003
55451 | Magnolia Power Plant | 2004
55451 | Magnolia Power Plant | 2005
55451 | Magnolia Power Plant | 2006
55451 | Magnolia Power Plant | 2007
55451 | Magnolia Power Plant | 2008
55451 | Magnolia Power Plant | 2009
55451 | Magnolia Power Plant | 2010
55451 | Magnolia Power Plant | 2011
55451 | Magnolia Power Plant | 2012
55451 | Magnolia Power Plant | 2013
55451 | Magnolia Power Plant | 2014
55451 | Magnolia Power Plant | 2015
55451 | Magnolia Power Plant | 2016
55451 | Magnolia Power Plant | 2017
55451 | Magnolia Power Plant | 2018
55451 | Magnolia Power Plant | 2019
55451 | Magnolia Power Plant | 2020
55455 | Red Hawk | 2004
55455 | Red Hawk | 2005
55455 | Red Hawk | 2006
55455 | Red Hawk | 2007
55455 | Red Hawk | 2008
55455 | Red Hawk | 2009
55455 | Red Hawk | 2010
55455 | Red Hawk | 2011
55455 | Red Hawk | 2012
55455 | Red Hawk | 2013
55455 | Red Hawk | 2014
55455 | Red Hawk | 2015
55455 | Red Hawk | 2016
55455 | Red Hawk | 2017
55455 | Red Hawk | 2018
55455 | Red Hawk | 2019
55455 | Red Hawk | 2020
55457 | McClain Energy Facility | 2001
55457 | McClain Energy Facility | 2002
55457 | McClain Energy Facility | 2003
55457 | McClain Energy Facility | 2004
55457 | McClain Energy Facility | 2005
55457 | McClain Energy Facility | 2006
55457 | McClain Energy Facility | 2007
55457 | McClain Energy Facility | 2008
55457 | McClain Energy Facility | 2009
55457 | McClain Energy Facility | 2010
55457 | McClain Energy Facility | 2011
55457 | McClain Energy Facility | 2012
55457 | McClain Energy Facility | 2013
55457 | McClain Energy Facility | 2014
55457 | McClain Energy Facility | 2015
55457 | McClain Energy Facility | 2016
55457 | McClain Energy Facility | 2017
55457 | McClain Energy Facility | 2018
55457 | McClain Energy Facility | 2019
55457 | McClain Energy Facility | 2020
55463 | Redbud Power Plant | 2004
55463 | Redbud Power Plant | 2005
55463 | Redbud Power Plant | 2006
55463 | Redbud Power Plant | 2007
55463 | Redbud Power Plant | 2008
55463 | Redbud Power Plant | 2009
55463 | Redbud Power Plant | 2010
55463 | Redbud Power Plant | 2011
55463 | Redbud Power Plant | 2012
55463 | Redbud Power Plant | 2013
55463 | Redbud Power Plant | 2014
55463 | Redbud Power Plant | 2015
55463 | Redbud Power Plant | 2016
55463 | Redbud Power Plant | 2017
55463 | Redbud Power Plant | 2018
55463 | Redbud Power Plant | 2019
55463 | Redbud Power Plant | 2020
55464 | Deer Park Energy Center | 2003
55464 | Deer Park Energy Center | 2004
55464 | Deer Park Energy Center | 2005
55464 | Deer Park Energy Center | 2006
55464 | Deer Park Energy Center | 2007
55464 | Deer Park Energy Center | 2008
55464 | Deer Park Energy Center | 2009
55464 | Deer Park Energy Center | 2010
55464 | Deer Park Energy Center | 2011
55464 | Deer Park Energy Center | 2012
55464 | Deer Park Energy Center | 2013
55464 | Deer Park Energy Center | 2014
55464 | Deer Park Energy Center | 2015
55464 | Deer Park Energy Center | 2016
55464 | Deer Park Energy Center | 2017
55464 | Deer Park Energy Center | 2018
55464 | Deer Park Energy Center | 2019
55464 | Deer Park Energy Center | 2020
55467 | Ouachita | 2002
55467 | Ouachita | 2003
55467 | Ouachita | 2004
55467 | Ouachita | 2005
55467 | Ouachita | 2006
55467 | Ouachita | 2007
55467 | Ouachita | 2008
55467 | Ouachita | 2009
55467 | Ouachita | 2010
55467 | Ouachita | 2011
55467 | Ouachita | 2012
55467 | Ouachita | 2013
55467 | Ouachita | 2014
55467 | Ouachita | 2015
55467 | Ouachita | 2016
55467 | Ouachita | 2017
55467 | Ouachita | 2018
55467 | Ouachita | 2019
55467 | Ouachita | 2020
55480 | Forney Energy Center | 2003
55480 | Forney Energy Center | 2004
55480 | Forney Energy Center | 2005
55480 | Forney Energy Center | 2006
55480 | Forney Energy Center | 2007
55480 | Forney Energy Center | 2008
55480 | Forney Energy Center | 2009
55480 | Forney Energy Center | 2010
55480 | Forney Energy Center | 2011
55480 | Forney Energy Center | 2012
55480 | Forney Energy Center | 2013
55480 | Forney Energy Center | 2014
55480 | Forney Energy Center | 2015
55480 | Forney Energy Center | 2016
55480 | Forney Energy Center | 2017
55480 | Forney Energy Center | 2018
55480 | Forney Energy Center | 2019
55480 | Forney Energy Center | 2020
55481 | Mesquite Generating Station | 2003
55481 | Mesquite Generating Station | 2004
55481 | Mesquite Generating Station | 2005
55481 | Mesquite Generating Station | 2006
55481 | Mesquite Generating Station | 2007
55481 | Mesquite Generating Station | 2008
55481 | Mesquite Generating Station | 2009
55481 | Mesquite Generating Station | 2010
55481 | Mesquite Generating Station | 2011
55481 | Mesquite Generating Station | 2012
55481 | Mesquite Generating Station | 2013
55481 | Mesquite Generating Station | 2014
55481 | Mesquite Generating Station | 2015
55481 | Mesquite Generating Station | 2016
55481 | Mesquite Generating Station | 2017
55481 | Mesquite Generating Station | 2018
55481 | Mesquite Generating Station | 2019
55481 | Mesquite Generating Station | 2020
55482 | Goldendale Energy Center | 2004
55482 | Goldendale Energy Center | 2005
55482 | Goldendale Energy Center | 2006
55482 | Goldendale Energy Center | 2007
55482 | Goldendale Energy Center | 2008
55482 | Goldendale Energy Center | 2009
55482 | Goldendale Energy Center | 2010
55482 | Goldendale Energy Center | 2011
55482 | Goldendale Energy Center | 2012
55482 | Goldendale Energy Center | 2013
55482 | Goldendale Energy Center | 2014
55482 | Goldendale Energy Center | 2015
55482 | Goldendale Energy Center | 2016
55482 | Goldendale Energy Center | 2017
55482 | Goldendale Energy Center | 2018
55482 | Goldendale Energy Center | 2019
55482 | Goldendale Energy Center | 2020
55501 | Kiamichi Energy Facility | 2003
55501 | Kiamichi Energy Facility | 2004
55501 | Kiamichi Energy Facility | 2005
55501 | Kiamichi Energy Facility | 2006
55501 | Kiamichi Energy Facility | 2007
55501 | Kiamichi Energy Facility | 2008
55501 | Kiamichi Energy Facility | 2009
55501 | Kiamichi Energy Facility | 2010
55501 | Kiamichi Energy Facility | 2011
55501 | Kiamichi Energy Facility | 2012
55501 | Kiamichi Energy Facility | 2013
55501 | Kiamichi Energy Facility | 2014
55501 | Kiamichi Energy Facility | 2015
55501 | Kiamichi Energy Facility | 2016
55501 | Kiamichi Energy Facility | 2017
55501 | Kiamichi Energy Facility | 2018
55501 | Kiamichi Energy Facility | 2019
55501 | Kiamichi Energy Facility | 2020
55502 | Lawrenceburg Energy Facility | 2004
55502 | Lawrenceburg Energy Facility | 2005
55502 | Lawrenceburg Energy Facility | 2006
55502 | Lawrenceburg Energy Facility | 2007
55502 | Lawrenceburg Energy Facility | 2008
55502 | Lawrenceburg Energy Facility | 2009
55502 | Lawrenceburg Energy Facility | 2010
55502 | Lawrenceburg Energy Facility | 2011
55502 | Lawrenceburg Energy Facility | 2012
55502 | Lawrenceburg Energy Facility | 2013
55502 | Lawrenceburg Energy Facility | 2014
55502 | Lawrenceburg Energy Facility | 2015
55502 | Lawrenceburg Energy Facility | 2016
55502 | Lawrenceburg Energy Facility | 2017
55502 | Lawrenceburg Energy Facility | 2018
55502 | Lawrenceburg Energy Facility | 2019
55502 | Lawrenceburg Energy Facility | 2020
55503 | AEP Waterford Facility | 2003
55503 | AEP Waterford Facility | 2004
55503 | AEP Waterford Facility | 2005
55503 | AEP Waterford Facility | 2006
55503 | AEP Waterford Facility | 2007
55503 | AEP Waterford Facility | 2008
55503 | AEP Waterford Facility | 2009
55503 | AEP Waterford Facility | 2010
55503 | AEP Waterford Facility | 2011
55503 | AEP Waterford Facility | 2012
55503 | AEP Waterford Facility | 2013
55503 | AEP Waterford Facility | 2014
55503 | AEP Waterford Facility | 2015
55503 | AEP Waterford Facility | 2016
55503 | AEP Waterford Facility | 2017
55503 | AEP Waterford Facility | 2018
55503 | AEP Waterford Facility | 2019
55503 | AEP Waterford Facility | 2020
55516 | Fayette Energy Facility | 2003
55516 | Fayette Energy Facility | 2004
55516 | Fayette Energy Facility | 2005
55516 | Fayette Energy Facility | 2006
55516 | Fayette Energy Facility | 2007
55516 | Fayette Energy Facility | 2008
55516 | Fayette Energy Facility | 2009
55516 | Fayette Energy Facility | 2010
55516 | Fayette Energy Facility | 2011
55516 | Fayette Energy Facility | 2012
55516 | Fayette Energy Facility | 2013
55516 | Fayette Energy Facility | 2014
55516 | Fayette Energy Facility | 2015
55516 | Fayette Energy Facility | 2016
55516 | Fayette Energy Facility | 2017
55516 | Fayette Energy Facility | 2018
55516 | Fayette Energy Facility | 2019
55516 | Fayette Energy Facility | 2020
55518 | High Desert Power Plant | 2003
55518 | High Desert Power Plant | 2004
55518 | High Desert Power Plant | 2005
55518 | High Desert Power Plant | 2006
55518 | High Desert Power Plant | 2007
55518 | High Desert Power Plant | 2008
55518 | High Desert Power Plant | 2009
55518 | High Desert Power Plant | 2010
55518 | High Desert Power Plant | 2011
55518 | High Desert Power Plant | 2012
55518 | High Desert Power Plant | 2013
55518 | High Desert Power Plant | 2014
55518 | High Desert Power Plant | 2015
55518 | High Desert Power Plant | 2016
55518 | High Desert Power Plant | 2017
55518 | High Desert Power Plant | 2018
55518 | High Desert Power Plant | 2019
55518 | High Desert Power Plant | 2020
55524 | York Energy Center | 2011
55524 | York Energy Center | 2012
55524 | York Energy Center | 2013
55524 | York Energy Center | 2014
55524 | York Energy Center | 2015
55524 | York Energy Center | 2016
55524 | York Energy Center | 2017
55524 | York Energy Center | 2018
55524 | York Energy Center | 2019
55524 | York Energy Center | 2020
55528 | Redhawk | 2003
55545 | Hidalgo Energy Center | 2000
55545 | Hidalgo Energy Center | 2001
55545 | Hidalgo Energy Center | 2002
55545 | Hidalgo Energy Center | 2003
55545 | Hidalgo Energy Center | 2004
55545 | Hidalgo Energy Center | 2005
55545 | Hidalgo Energy Center | 2006
55545 | Hidalgo Energy Center | 2007
55545 | Hidalgo Energy Center | 2008
55545 | Hidalgo Energy Center | 2009
55545 | Hidalgo Energy Center | 2010
55545 | Hidalgo Energy Center | 2011
55545 | Hidalgo Energy Center | 2012
55545 | Hidalgo Energy Center | 2013
55545 | Hidalgo Energy Center | 2014
55545 | Hidalgo Energy Center | 2015
55545 | Hidalgo Energy Center | 2016
55545 | Hidalgo Energy Center | 2017
55545 | Hidalgo Energy Center | 2018
55545 | Hidalgo Energy Center | 2019
55545 | Hidalgo Energy Center | 2020
55620 | Perryville Power Station | 2002
55620 | Perryville Power Station | 2003
55620 | Perryville Power Station | 2004
55620 | Perryville Power Station | 2005
55620 | Perryville Power Station | 2006
55620 | Perryville Power Station | 2007
55620 | Perryville Power Station | 2008
55620 | Perryville Power Station | 2009
55620 | Perryville Power Station | 2010
55620 | Perryville Power Station | 2011
55620 | Perryville Power Station | 2012
55620 | Perryville Power Station | 2013
55620 | Perryville Power Station | 2014
55620 | Perryville Power Station | 2015
55620 | Perryville Power Station | 2016
55620 | Perryville Power Station | 2017
55620 | Perryville Power Station | 2018
55620 | Perryville Power Station | 2019
55620 | Perryville Power Station | 2020
55641 | Riverside Energy Center | 2004
55641 | Riverside Energy Center | 2005
55641 | Riverside Energy Center | 2006
55641 | Riverside Energy Center | 2007
55641 | Riverside Energy Center | 2008
55641 | Riverside Energy Center | 2009
55641 | Riverside Energy Center | 2010
55641 | Riverside Energy Center | 2011
55641 | Riverside Energy Center | 2012
55641 | Riverside Energy Center | 2013
55641 | Riverside Energy Center | 2014
55641 | Riverside Energy Center | 2015
55641 | Riverside Energy Center | 2016
55641 | Riverside Energy Center | 2017
55641 | Riverside Energy Center | 2018
55641 | Riverside Energy Center | 2019
55641 | Riverside Energy Center | 2020
55656 | Pastoria Energy Facility LLC | 2005
55656 | Pastoria Energy Facility LLC | 2006
55656 | Pastoria Energy Facility LLC | 2007
55656 | Pastoria Energy Facility LLC | 2008
55656 | Pastoria Energy Facility LLC | 2009
55656 | Pastoria Energy Facility LLC | 2010
55656 | Pastoria Energy Facility LLC | 2011
55656 | Pastoria Energy Facility LLC | 2012
55656 | Pastoria Energy Facility LLC | 2013
55656 | Pastoria Energy Facility LLC | 2014
55656 | Pastoria Energy Facility LLC | 2015
55656 | Pastoria Energy Facility LLC | 2016
55656 | Pastoria Energy Facility LLC | 2017
55656 | Pastoria Energy Facility LLC | 2018
55656 | Pastoria Energy Facility LLC | 2019
55656 | Pastoria Energy Facility LLC | 2020
55661 | EP Newington Energy LLC | 2003
55661 | EP Newington Energy LLC | 2004
55661 | EP Newington Energy LLC | 2005
55661 | EP Newington Energy LLC | 2006
55661 | EP Newington Energy LLC | 2007
55661 | EP Newington Energy LLC | 2008
55661 | EP Newington Energy LLC | 2009
55661 | EP Newington Energy LLC | 2010
55661 | EP Newington Energy LLC | 2011
55661 | EP Newington Energy LLC | 2012
55661 | EP Newington Energy LLC | 2013
55661 | EP Newington Energy LLC | 2014
55661 | EP Newington Energy LLC | 2015
55661 | EP Newington Energy LLC | 2016
55661 | EP Newington Energy LLC | 2017
55661 | EP Newington Energy LLC | 2018
55661 | EP Newington Energy LLC | 2019
55661 | EP Newington Energy LLC | 2020
55664 | Harrison County Power Project | 2003
55664 | Harrison County Power Project | 2004
55664 | Harrison County Power Project | 2005
55664 | Harrison County Power Project | 2006
55664 | Harrison County Power Project | 2007
55664 | Harrison County Power Project | 2008
55664 | Harrison County Power Project | 2009
55664 | Harrison County Power Project | 2010
55664 | Harrison County Power Project | 2011
55664 | Harrison County Power Project | 2012
55664 | Harrison County Power Project | 2013
55664 | Harrison County Power Project | 2014
55664 | Harrison County Power Project | 2015
55664 | Harrison County Power Project | 2016
55664 | Harrison County Power Project | 2017
55664 | Harrison County Power Project | 2018
55664 | Harrison County Power Project | 2019
55664 | Harrison County Power Project | 2020
55667 | Lower Mount Bethel Energy | 2005
55667 | Lower Mount Bethel Energy | 2006
55667 | Lower Mount Bethel Energy | 2007
55667 | Lower Mount Bethel Energy | 2008
55667 | Lower Mount Bethel Energy | 2009
55667 | Lower Mount Bethel Energy | 2010
55667 | Lower Mount Bethel Energy | 2011
55667 | Lower Mount Bethel Energy | 2012
55667 | Lower Mount Bethel Energy | 2013
55667 | Lower Mount Bethel Energy | 2014
55667 | Lower Mount Bethel Energy | 2015
55667 | Lower Mount Bethel Energy | 2016
55667 | Lower Mount Bethel Energy | 2017
55667 | Lower Mount Bethel Energy | 2018
55667 | Lower Mount Bethel Energy | 2019
55667 | Lower Mount Bethel Energy | 2020
55690 | Bethlehem Power Plant | 2003
55690 | Bethlehem Power Plant | 2004
55690 | Bethlehem Power Plant | 2005
55690 | Bethlehem Power Plant | 2006
55690 | Bethlehem Power Plant | 2007
55690 | Bethlehem Power Plant | 2008
55690 | Bethlehem Power Plant | 2009
55690 | Bethlehem Power Plant | 2010
55690 | Bethlehem Power Plant | 2011
55690 | Bethlehem Power Plant | 2012
55690 | Bethlehem Power Plant | 2013
55690 | Bethlehem Power Plant | 2014
55690 | Bethlehem Power Plant | 2015
55690 | Bethlehem Power Plant | 2016
55690 | Bethlehem Power Plant | 2017
55690 | Bethlehem Power Plant | 2018
55690 | Bethlehem Power Plant | 2019
55690 | Bethlehem Power Plant | 2020
55694 | Choctaw Gas Generation Project | 2006
55694 | Choctaw Gas Generation Project | 2007
55694 | Choctaw Gas Generation Project | 2008
55694 | Choctaw Gas Generation Project | 2009
55694 | Choctaw Gas Generation Project | 2010
55694 | Choctaw Gas Generation Project | 2011
55694 | Choctaw Gas Generation Project | 2012
55694 | Choctaw Gas Generation Project | 2013
55694 | Choctaw Gas Generation Project | 2014
55694 | Choctaw Gas Generation Project | 2015
55694 | Choctaw Gas Generation Project | 2016
55694 | Choctaw Gas Generation Project | 2017
55694 | Choctaw Gas Generation Project | 2018
55694 | Choctaw Gas Generation Project | 2019
55694 | Choctaw Gas Generation Project | 2020
55700 | Mint Farm Generating Station | 2008
55700 | Mint Farm Generating Station | 2009
55700 | Mint Farm Generating Station | 2010
55700 | Mint Farm Generating Station | 2011
55700 | Mint Farm Generating Station | 2012
55700 | Mint Farm Generating Station | 2013
55700 | Mint Farm Generating Station | 2014
55700 | Mint Farm Generating Station | 2015
55700 | Mint Farm Generating Station | 2016
55700 | Mint Farm Generating Station | 2017
55700 | Mint Farm Generating Station | 2018
55700 | Mint Farm Generating Station | 2019
55700 | Mint Farm Generating Station | 2020
55701 | Fremont Energy Center | 2012
55701 | Fremont Energy Center | 2013
55701 | Fremont Energy Center | 2014
55701 | Fremont Energy Center | 2015
55701 | Fremont Energy Center | 2016
55701 | Fremont Energy Center | 2017
55701 | Fremont Energy Center | 2018
55701 | Fremont Energy Center | 2019
55701 | Fremont Energy Center | 2020
55708 | Nacogdoches Power | 2012
55708 | Nacogdoches Power | 2013
55708 | Nacogdoches Power | 2014
55708 | Nacogdoches Power | 2015
55708 | Nacogdoches Power | 2016
55708 | Nacogdoches Power | 2017
55708 | Nacogdoches Power | 2018
55708 | Nacogdoches Power | 2019
55708 | Nacogdoches Power | 2020
55710 | Allegheny Energy Units 3 4 & 5 | 2003
55710 | Allegheny Energy Units 3 4 & 5 | 2004
55710 | Allegheny Energy Units 3 4 & 5 | 2005
55710 | Allegheny Energy Units 3 4 & 5 | 2006
55710 | Allegheny Energy Units 3 4 & 5 | 2007
55710 | Allegheny Energy Units 3 4 & 5 | 2008
55710 | Allegheny Energy Units 3 4 & 5 | 2009
55710 | Allegheny Energy Units 3 4 & 5 | 2010
55710 | Allegheny Energy Units 3 4 & 5 | 2011
55710 | Allegheny Energy Units 3 4 & 5 | 2012
55710 | Allegheny Energy Units 3 4 & 5 | 2013
55710 | Allegheny Energy Units 3 4 & 5 | 2014
55710 | Allegheny Energy Units 3 4 & 5 | 2015
55710 | Allegheny Energy Units 3 4 & 5 | 2016
55710 | Allegheny Energy Units 3 4 & 5 | 2017
55710 | Allegheny Energy Units 3 4 & 5 | 2018
55710 | Allegheny Energy Units 3 4 & 5 | 2019
55710 | Allegheny Energy Units 3 4 & 5 | 2020
55714 | Hot Spring Power Project | 2005
55714 | Hot Spring Power Project | 2006
55714 | Hot Spring Power Project | 2007
55714 | Hot Spring Power Project | 2008
55714 | Hot Spring Power Project | 2009
55714 | Hot Spring Power Project | 2010
55714 | Hot Spring Power Project | 2011
55714 | Hot Spring Power Project | 2012
55714 | Hot Spring Power Project | 2013
55714 | Hot Spring Power Project | 2014
55714 | Hot Spring Power Project | 2015
55714 | Hot Spring Power Project | 2016
55714 | Hot Spring Power Project | 2017
55714 | Hot Spring Power Project | 2018
55714 | Hot Spring Power Project | 2019
55714 | Hot Spring Power Project | 2020
55736 | Hanging Rock Energy Facility | 2003
55736 | Hanging Rock Energy Facility | 2004
55736 | Hanging Rock Energy Facility | 2005
55736 | Hanging Rock Energy Facility | 2006
55736 | Hanging Rock Energy Facility | 2007
55736 | Hanging Rock Energy Facility | 2008
55736 | Hanging Rock Energy Facility | 2009
55736 | Hanging Rock Energy Facility | 2010
55736 | Hanging Rock Energy Facility | 2011
55736 | Hanging Rock Energy Facility | 2012
55736 | Hanging Rock Energy Facility | 2013
55736 | Hanging Rock Energy Facility | 2014
55736 | Hanging Rock Energy Facility | 2015
55736 | Hanging Rock Energy Facility | 2016
55736 | Hanging Rock Energy Facility | 2017
55736 | Hanging Rock Energy Facility | 2018
55736 | Hanging Rock Energy Facility | 2019
55736 | Hanging Rock Energy Facility | 2020
55748 | Los Esteros Critical Energy Center | 2013
55748 | Los Esteros Critical Energy Center | 2014
55748 | Los Esteros Critical Energy Center | 2015
55748 | Los Esteros Critical Energy Center | 2016
55748 | Los Esteros Critical Energy Center | 2017
55748 | Los Esteros Critical Energy Center | 2018
55748 | Los Esteros Critical Energy Center | 2019
55748 | Los Esteros Critical Energy Center | 2020
55749 | Hardin Generator Project | 2006
55749 | Hardin Generator Project | 2007
55749 | Hardin Generator Project | 2008
55749 | Hardin Generator Project | 2009
55749 | Hardin Generator Project | 2010
55749 | Hardin Generator Project | 2011
55749 | Hardin Generator Project | 2012
55749 | Hardin Generator Project | 2013
55749 | Hardin Generator Project | 2014
55749 | Hardin Generator Project | 2015
55749 | Hardin Generator Project | 2016
55749 | Hardin Generator Project | 2017
55749 | Hardin Generator Project | 2018
55749 | Hardin Generator Project | 2019
55749 | Hardin Generator Project | 2020
55801 | FPL Energy Marcus Hook LP | 2005
55801 | FPL Energy Marcus Hook LP | 2006
55801 | FPL Energy Marcus Hook LP | 2007
55801 | FPL Energy Marcus Hook LP | 2008
55801 | FPL Energy Marcus Hook LP | 2009
55801 | FPL Energy Marcus Hook LP | 2010
55801 | FPL Energy Marcus Hook LP | 2011
55801 | FPL Energy Marcus Hook LP | 2012
55801 | FPL Energy Marcus Hook LP | 2013
55801 | FPL Energy Marcus Hook LP | 2014
55801 | FPL Energy Marcus Hook LP | 2015
55801 | FPL Energy Marcus Hook LP | 2016
55801 | FPL Energy Marcus Hook LP | 2017
55801 | FPL Energy Marcus Hook LP | 2018
55801 | FPL Energy Marcus Hook LP | 2019
55801 | FPL Energy Marcus Hook LP | 2020
55818 | Frederickson Power LP | 2002
55818 | Frederickson Power LP | 2003
55818 | Frederickson Power LP | 2004
55818 | Frederickson Power LP | 2005
55818 | Frederickson Power LP | 2006
55818 | Frederickson Power LP | 2007
55818 | Frederickson Power LP | 2008
55818 | Frederickson Power LP | 2009
55818 | Frederickson Power LP | 2010
55818 | Frederickson Power LP | 2011
55818 | Frederickson Power LP | 2012
55818 | Frederickson Power LP | 2013
55818 | Frederickson Power LP | 2014
55818 | Frederickson Power LP | 2015
55818 | Frederickson Power LP | 2016
55818 | Frederickson Power LP | 2017
55818 | Frederickson Power LP | 2018
55818 | Frederickson Power LP | 2019
55818 | Frederickson Power LP | 2020
55821 | Curtis H Stanton Energy Center | 2003
55821 | Curtis H Stanton Energy Center | 2004
55821 | Curtis H Stanton Energy Center | 2005
55821 | Curtis H Stanton Energy Center | 2006
55821 | Curtis H Stanton Energy Center | 2007
55821 | Curtis H Stanton Energy Center | 2008
55821 | Curtis H Stanton Energy Center | 2009
55821 | Curtis H Stanton Energy Center | 2010
55821 | Curtis H Stanton Energy Center | 2011
55821 | Curtis H Stanton Energy Center | 2012
55821 | Curtis H Stanton Energy Center | 2013
55821 | Curtis H Stanton Energy Center | 2014
55821 | Curtis H Stanton Energy Center | 2015
55821 | Curtis H Stanton Energy Center | 2016
55821 | Curtis H Stanton Energy Center | 2017
55821 | Curtis H Stanton Energy Center | 2018
55821 | Curtis H Stanton Energy Center | 2019
55821 | Curtis H Stanton Energy Center | 2020
55835 | Rocky Mountain Energy Center | 2004
55835 | Rocky Mountain Energy Center | 2005
55835 | Rocky Mountain Energy Center | 2006
55835 | Rocky Mountain Energy Center | 2007
55835 | Rocky Mountain Energy Center | 2008
55835 | Rocky Mountain Energy Center | 2009
55835 | Rocky Mountain Energy Center | 2010
55835 | Rocky Mountain Energy Center | 2011
55835 | Rocky Mountain Energy Center | 2012
55835 | Rocky Mountain Energy Center | 2013
55835 | Rocky Mountain Energy Center | 2014
55835 | Rocky Mountain Energy Center | 2015
55835 | Rocky Mountain Energy Center | 2016
55835 | Rocky Mountain Energy Center | 2017
55835 | Rocky Mountain Energy Center | 2018
55835 | Rocky Mountain Energy Center | 2019
55835 | Rocky Mountain Energy Center | 2020
55841 | Silverhawk | 2004
55841 | Silverhawk | 2005
55841 | Silverhawk | 2006
55841 | Silverhawk | 2007
55841 | Silverhawk | 2008
55841 | Silverhawk | 2009
55853 | Inland Empire Energy Center | 2009
55853 | Inland Empire Energy Center | 2010
55853 | Inland Empire Energy Center | 2011
55853 | Inland Empire Energy Center | 2012
55853 | Inland Empire Energy Center | 2013
55853 | Inland Empire Energy Center | 2014
55853 | Inland Empire Energy Center | 2015
55853 | Inland Empire Energy Center | 2016
55853 | Inland Empire Energy Center | 2017
55853 | Inland Empire Energy Center | 2018
55853 | Inland Empire Energy Center | 2019
55853 | Inland Empire Energy Center | 2020
55856 | Prairie State Generating Station | 2012
55856 | Prairie State Generating Station | 2013
55856 | Prairie State Generating Station | 2014
55856 | Prairie State Generating Station | 2015
55856 | Prairie State Generating Station | 2016
55856 | Prairie State Generating Station | 2017
55856 | Prairie State Generating Station | 2018
55856 | Prairie State Generating Station | 2019
55856 | Prairie State Generating Station | 2020
55927 | Jasper | 2004
55927 | Jasper | 2005
55927 | Jasper | 2006
55927 | Jasper | 2007
55927 | Jasper | 2008
55927 | Jasper | 2009
55927 | Jasper | 2010
55927 | Jasper | 2011
55927 | Jasper | 2012
55927 | Jasper | 2013
55927 | Jasper | 2014
55927 | Jasper | 2015
55927 | Jasper | 2016
55927 | Jasper | 2017
55927 | Jasper | 2018
55927 | Jasper | 2019
55927 | Jasper | 2020
55952 | Las Vegas Cogeneration II LLC | 2003
55952 | Las Vegas Cogeneration II LLC | 2004
55952 | Las Vegas Cogeneration II LLC | 2005
55952 | Las Vegas Cogeneration II LLC | 2006
55952 | Las Vegas Cogeneration II LLC | 2007
55952 | Las Vegas Cogeneration II LLC | 2008
55952 | Las Vegas Cogeneration II LLC | 2009
55952 | Las Vegas Cogeneration II LLC | 2010
55952 | Las Vegas Cogeneration II LLC | 2011
55952 | Las Vegas Cogeneration II LLC | 2012
55952 | Las Vegas Cogeneration II LLC | 2013
55952 | Las Vegas Cogeneration II LLC | 2014
55955 | 0 | 2003
55965 | Wansley | 2002
55965 | Wansley | 2003
55965 | Wansley | 2004
55965 | Wansley | 2005
55965 | Wansley | 2006
55965 | Wansley | 2007
55965 | Wansley | 2008
55965 | Wansley | 2009
55965 | Wansley | 2010
55965 | Wansley | 2011
55965 | Wansley | 2012
55965 | Wansley | 2013
55965 | Wansley | 2014
55965 | Wansley | 2015
55965 | Wansley | 2016
55965 | Wansley | 2017
55965 | Wansley | 2018
55965 | Wansley | 2019
55965 | Wansley | 2020
55966 | Nikiski Co-Generation | 2013
55966 | Nikiski Co-Generation | 2014
55966 | Nikiski Co-Generation | 2015
55966 | Nikiski Co-Generation | 2016
55966 | Nikiski Co-Generation | 2017
55966 | Nikiski Co-Generation | 2018
55966 | Nikiski Co-Generation | 2019
55966 | Nikiski Co-Generation | 2020
55970 | Cosumnes | 2006
55970 | Cosumnes | 2007
55970 | Cosumnes | 2008
55970 | Cosumnes | 2009
55970 | Cosumnes | 2010
55970 | Cosumnes | 2011
55970 | Cosumnes | 2012
55970 | Cosumnes | 2013
55970 | Cosumnes | 2014
55970 | Cosumnes | 2015
55970 | Cosumnes | 2016
55970 | Cosumnes | 2017
55970 | Cosumnes | 2018
55970 | Cosumnes | 2019
55970 | Cosumnes | 2020
55975 | Seward | 2004
55976 | Hunterstown | 2003
55976 | Hunterstown | 2004
55976 | Hunterstown | 2005
55976 | Hunterstown | 2006
55976 | Hunterstown | 2007
55976 | Hunterstown | 2008
55977 | Bluffview | 2005
55977 | Bluffview | 2006
55977 | Bluffview | 2007
55977 | Bluffview | 2008
55977 | Bluffview | 2009
55977 | Bluffview | 2010
55977 | Bluffview | 2011
55977 | Bluffview | 2012
55977 | Bluffview | 2013
55977 | Bluffview | 2014
55977 | Bluffview | 2015
55977 | Bluffview | 2016
55977 | Bluffview | 2017
55977 | Bluffview | 2018
55977 | Bluffview | 2019
55977 | Bluffview | 2020
55985 | Palomar Energy | 2006
55985 | Palomar Energy | 2007
55985 | Palomar Energy | 2008
55985 | Palomar Energy | 2009
55985 | Palomar Energy | 2010
55985 | Palomar Energy | 2011
55985 | Palomar Energy | 2012
55985 | Palomar Energy | 2013
55985 | Palomar Energy | 2014
55985 | Palomar Energy | 2015
55985 | Palomar Energy | 2016
55985 | Palomar Energy | 2017
55985 | Palomar Energy | 2018
55985 | Palomar Energy | 2019
55985 | Palomar Energy | 2020
55990 | Ashtabula | 2003
55990 | Ashtabula | 2004
55990 | Ashtabula | 2005
55990 | Ashtabula | 2006
55990 | Ashtabula | 2007
55990 | Ashtabula | 2008
55990 | Ashtabula | 2009
55990 | Ashtabula | 2010
55990 | Ashtabula | 2011
55990 | Ashtabula | 2012
55990 | Ashtabula | 2013
55990 | Ashtabula | 2014
55990 | Ashtabula | 2015
55990 | Ashtabula | 2016
55990 | Ashtabula | 2017
55990 | Ashtabula | 2018
55990 | Ashtabula | 2019
55990 | Ashtabula | 2020
56026 | Donald Von Raesfeld Power Plant | 2005
56026 | Donald Von Raesfeld Power Plant | 2006
56026 | Donald Von Raesfeld Power Plant | 2007
56026 | Donald Von Raesfeld Power Plant | 2008
56026 | Donald Von Raesfeld Power Plant | 2009
56026 | Donald Von Raesfeld Power Plant | 2010
56026 | Donald Von Raesfeld Power Plant | 2011
56026 | Donald Von Raesfeld Power Plant | 2012
56026 | Donald Von Raesfeld Power Plant | 2013
56026 | Donald Von Raesfeld Power Plant | 2014
56026 | Donald Von Raesfeld Power Plant | 2015
56026 | Donald Von Raesfeld Power Plant | 2016
56026 | Donald Von Raesfeld Power Plant | 2017
56026 | Donald Von Raesfeld Power Plant | 2018
56026 | Donald Von Raesfeld Power Plant | 2019
56026 | Donald Von Raesfeld Power Plant | 2020
56031 | Fox Energy Center | 2005
56031 | Fox Energy Center | 2006
56031 | Fox Energy Center | 2007
56031 | Fox Energy Center | 2008
56031 | Fox Energy Center | 2009
56031 | Fox Energy Center | 2010
56031 | Fox Energy Center | 2011
56031 | Fox Energy Center | 2012
56031 | Fox Energy Center | 2013
56031 | Fox Energy Center | 2014
56031 | Fox Energy Center | 2015
56031 | Fox Energy Center | 2016
56031 | Fox Energy Center | 2017
56031 | Fox Energy Center | 2018
56031 | Fox Energy Center | 2019
56031 | Fox Energy Center | 2020
56041 | Malburg | 2005
56041 | Malburg | 2006
56041 | Malburg | 2007
56041 | Malburg | 2008
56041 | Malburg | 2009
56041 | Malburg | 2010
56041 | Malburg | 2011
56041 | Malburg | 2012
56041 | Malburg | 2013
56041 | Malburg | 2014
56041 | Malburg | 2015
56041 | Malburg | 2016
56041 | Malburg | 2017
56041 | Malburg | 2018
56041 | Malburg | 2019
56041 | Malburg | 2020
56042 | Bethlehem Energy Center | 2005
56046 | Magnolia Power Project | 2005
56046 | Magnolia Power Project | 2006
56046 | Magnolia Power Project | 2007
56046 | Magnolia Power Project | 2008
56046 | Magnolia Power Project | 2009
56046 | Magnolia Power Project | 2010
56046 | Magnolia Power Project | 2011
56046 | Magnolia Power Project | 2012
56046 | Magnolia Power Project | 2013
56046 | Magnolia Power Project | 2014
56046 | Magnolia Power Project | 2015
56046 | Magnolia Power Project | 2016
56046 | Magnolia Power Project | 2017
56046 | Magnolia Power Project | 2018
56046 | Magnolia Power Project | 2019
56046 | Magnolia Power Project | 2020
56068 | Elm Road Generating Station | 2010
56068 | Elm Road Generating Station | 2011
56068 | Elm Road Generating Station | 2012
56068 | Elm Road Generating Station | 2013
56068 | Elm Road Generating Station | 2014
56068 | Elm Road Generating Station | 2015
56068 | Elm Road Generating Station | 2016
56068 | Elm Road Generating Station | 2017
56068 | Elm Road Generating Station | 2018
56068 | Elm Road Generating Station | 2019
56068 | Elm Road Generating Station | 2020
56078 | Walnut Energy Center | 2006
56078 | Walnut Energy Center | 2007
56078 | Walnut Energy Center | 2008
56078 | Walnut Energy Center | 2009
56078 | Walnut Energy Center | 2010
56078 | Walnut Energy Center | 2011
56078 | Walnut Energy Center | 2012
56078 | Walnut Energy Center | 2013
56078 | Walnut Energy Center | 2014
56078 | Walnut Energy Center | 2015
56078 | Walnut Energy Center | 2016
56078 | Walnut Energy Center | 2017
56078 | Walnut Energy Center | 2018
56078 | Walnut Energy Center | 2019
56078 | Walnut Energy Center | 2020
56079 | STEC-S LLC | 2004
56079 | STEC-S LLC | 2005
56079 | STEC-S LLC | 2006
56079 | STEC-S LLC | 2007
56102 | Currant Creek | 2005
56102 | Currant Creek | 2006
56102 | Currant Creek | 2007
56102 | Currant Creek | 2008
56104 | Mankato Energy Center | 2006
56104 | Mankato Energy Center | 2007
56104 | Mankato Energy Center | 2008
56104 | Mankato Energy Center | 2009
56104 | Mankato Energy Center | 2010
56104 | Mankato Energy Center | 2011
56104 | Mankato Energy Center | 2012
56104 | Mankato Energy Center | 2013
56104 | Mankato Energy Center | 2014
56104 | Mankato Energy Center | 2015
56104 | Mankato Energy Center | 2016
56104 | Mankato Energy Center | 2017
56104 | Mankato Energy Center | 2018
56104 | Mankato Energy Center | 2019
56104 | Mankato Energy Center | 2020
56119 | Middlesex County Utilities Authority | 2003
56119 | Middlesex County Utilities Authority | 2005
56119 | Middlesex County Utilities Authority | 2006
56119 | Middlesex County Utilities Authority | 2007
56119 | Middlesex County Utilities Authority | 2008
56119 | Middlesex County Utilities Authority | 2009
56119 | Middlesex County Utilities Authority | 2010
56119 | Middlesex County Utilities Authority | 2011
56119 | Middlesex County Utilities Authority | 2012
56119 | Middlesex County Utilities Authority | 2013
56119 | Middlesex County Utilities Authority | 2014
56119 | Middlesex County Utilities Authority | 2015
56119 | Middlesex County Utilities Authority | 2016
56119 | Middlesex County Utilities Authority | 2017
56119 | Middlesex County Utilities Authority | 2018
56119 | Middlesex County Utilities Authority | 2019
56119 | Middlesex County Utilities Authority | 2020
56150 | McIntosh Combined Cycle Facility | 2005
56150 | McIntosh Combined Cycle Facility | 2006
56150 | McIntosh Combined Cycle Facility | 2007
56150 | McIntosh Combined Cycle Facility | 2008
56150 | McIntosh Combined Cycle Facility | 2009
56150 | McIntosh Combined Cycle Facility | 2010
56150 | McIntosh Combined Cycle Facility | 2011
56150 | McIntosh Combined Cycle Facility | 2012
56150 | McIntosh Combined Cycle Facility | 2013
56150 | McIntosh Combined Cycle Facility | 2014
56150 | McIntosh Combined Cycle Facility | 2015
56150 | McIntosh Combined Cycle Facility | 2016
56150 | McIntosh Combined Cycle Facility | 2017
56150 | McIntosh Combined Cycle Facility | 2018
56150 | McIntosh Combined Cycle Facility | 2019
56150 | McIntosh Combined Cycle Facility | 2020
56164 | Fairbault Energy Park | 2005
56164 | Fairbault Energy Park | 2006
56164 | Fairbault Energy Park | 2007
56164 | Fairbault Energy Park | 2008
56164 | Fairbault Energy Park | 2009
56164 | Fairbault Energy Park | 2010
56164 | Fairbault Energy Park | 2011
56164 | Fairbault Energy Park | 2012
56164 | Fairbault Energy Park | 2013
56164 | Fairbault Energy Park | 2014
56164 | Fairbault Energy Park | 2015
56164 | Fairbault Energy Park | 2016
56164 | Fairbault Energy Park | 2017
56164 | Fairbault Energy Park | 2018
56164 | Fairbault Energy Park | 2019
56164 | Fairbault Energy Park | 2020
56177 | Nebo Power Station | 2005
56177 | Nebo Power Station | 2006
56177 | Nebo Power Station | 2007
56177 | Nebo Power Station | 2008
56177 | Nebo Power Station | 2009
56177 | Nebo Power Station | 2010
56177 | Nebo Power Station | 2011
56177 | Nebo Power Station | 2012
56177 | Nebo Power Station | 2013
56177 | Nebo Power Station | 2014
56177 | Nebo Power Station | 2015
56177 | Nebo Power Station | 2016
56177 | Nebo Power Station | 2017
56177 | Nebo Power Station | 2018
56177 | Nebo Power Station | 2019
56177 | Nebo Power Station | 2020
56188 | Pinelawn Power LLC | 2005
56188 | Pinelawn Power LLC | 2006
56188 | Pinelawn Power LLC | 2007
56188 | Pinelawn Power LLC | 2008
56188 | Pinelawn Power LLC | 2009
56188 | Pinelawn Power LLC | 2010
56188 | Pinelawn Power LLC | 2011
56188 | Pinelawn Power LLC | 2012
56188 | Pinelawn Power LLC | 2013
56188 | Pinelawn Power LLC | 2014
56188 | Pinelawn Power LLC | 2015
56188 | Pinelawn Power LLC | 2016
56188 | Pinelawn Power LLC | 2017
56188 | Pinelawn Power LLC | 2018
56188 | Pinelawn Power LLC | 2019
56188 | Pinelawn Power LLC | 2020
56224 | TS Power Plant | 2008
56224 | TS Power Plant | 2009
56224 | TS Power Plant | 2010
56224 | TS Power Plant | 2011
56224 | TS Power Plant | 2012
56224 | TS Power Plant | 2013
56224 | TS Power Plant | 2014
56224 | TS Power Plant | 2015
56224 | TS Power Plant | 2016
56224 | TS Power Plant | 2017
56224 | TS Power Plant | 2018
56224 | TS Power Plant | 2019
56224 | TS Power Plant | 2020
56227 | Port Westward | 2007
56227 | Port Westward | 2008
56227 | Port Westward | 2009
56227 | Port Westward | 2010
56227 | Port Westward | 2011
56227 | Port Westward | 2012
56227 | Port Westward | 2013
56227 | Port Westward | 2014
56227 | Port Westward | 2015
56227 | Port Westward | 2016
56227 | Port Westward | 2017
56227 | Port Westward | 2018
56227 | Port Westward | 2019
56227 | Port Westward | 2020
56237 | Lake Side Power Plant | 2007
56237 | Lake Side Power Plant | 2008
56237 | Lake Side Power Plant | 2009
56237 | Lake Side Power Plant | 2010
56237 | Lake Side Power Plant | 2011
56237 | Lake Side Power Plant | 2012
56237 | Lake Side Power Plant | 2013
56237 | Lake Side Power Plant | 2014
56237 | Lake Side Power Plant | 2015
56237 | Lake Side Power Plant | 2016
56237 | Lake Side Power Plant | 2017
56237 | Lake Side Power Plant | 2018
56237 | Lake Side Power Plant | 2019
56237 | Lake Side Power Plant | 2020
56259 | Empire Generating Co LLC | 2010
56259 | Empire Generating Co LLC | 2011
56259 | Empire Generating Co LLC | 2012
56259 | Empire Generating Co LLC | 2013
56259 | Empire Generating Co LLC | 2014
56259 | Empire Generating Co LLC | 2015
56259 | Empire Generating Co LLC | 2016
56259 | Empire Generating Co LLC | 2017
56259 | Empire Generating Co LLC | 2018
56259 | Empire Generating Co LLC | 2019
56259 | Empire Generating Co LLC | 2020
56298 | Roseville Energy Park | 2008
56298 | Roseville Energy Park | 2009
56298 | Roseville Energy Park | 2010
56298 | Roseville Energy Park | 2011
56298 | Roseville Energy Park | 2012
56298 | Roseville Energy Park | 2013
56298 | Roseville Energy Park | 2014
56298 | Roseville Energy Park | 2015
56298 | Roseville Energy Park | 2016
56298 | Roseville Energy Park | 2017
56298 | Roseville Energy Park | 2018
56298 | Roseville Energy Park | 2019
56298 | Roseville Energy Park | 2020
56309 | Trigen St. Louis | 2005
56309 | Trigen St. Louis | 2006
56309 | Trigen St. Louis | 2007
56309 | Trigen St. Louis | 2008
56309 | Trigen St. Louis | 2009
56309 | Trigen St. Louis | 2010
56309 | Trigen St. Louis | 2011
56309 | Trigen St. Louis | 2012
56309 | Trigen St. Louis | 2013
56309 | Trigen St. Louis | 2014
56309 | Trigen St. Louis | 2015
56309 | Trigen St. Louis | 2016
56309 | Trigen St. Louis | 2017
56309 | Trigen St. Louis | 2018
56309 | Trigen St. Louis | 2019
56319 | Wygen 2 | 2008
56319 | Wygen 2 | 2009
56319 | Wygen 2 | 2010
56319 | Wygen 2 | 2011
56319 | Wygen 2 | 2012
56319 | Wygen 2 | 2013
56319 | Wygen 2 | 2014
56319 | Wygen 2 | 2015
56319 | Wygen 2 | 2016
56319 | Wygen 2 | 2017
56319 | Wygen 2 | 2018
56319 | Wygen 2 | 2019
56319 | Wygen 2 | 2020
56326 | 0 | 2007
56349 | Quail Run Energy Center | 2007
56349 | Quail Run Energy Center | 2008
56349 | Quail Run Energy Center | 2009
56349 | Quail Run Energy Center | 2010
56349 | Quail Run Energy Center | 2011
56349 | Quail Run Energy Center | 2012
56349 | Quail Run Energy Center | 2013
56349 | Quail Run Energy Center | 2014
56349 | Quail Run Energy Center | 2015
56349 | Quail Run Energy Center | 2016
56349 | Quail Run Energy Center | 2017
56349 | Quail Run Energy Center | 2018
56349 | Quail Run Energy Center | 2019
56349 | Quail Run Energy Center | 2020
56350 | Colorado Bend Energy Center | 2007
56350 | Colorado Bend Energy Center | 2008
56350 | Colorado Bend Energy Center | 2009
56350 | Colorado Bend Energy Center | 2010
56350 | Colorado Bend Energy Center | 2011
56350 | Colorado Bend Energy Center | 2012
56350 | Colorado Bend Energy Center | 2013
56350 | Colorado Bend Energy Center | 2014
56350 | Colorado Bend Energy Center | 2015
56350 | Colorado Bend Energy Center | 2016
56350 | Colorado Bend Energy Center | 2017
56350 | Colorado Bend Energy Center | 2018
56350 | Colorado Bend Energy Center | 2019
56350 | Colorado Bend Energy Center | 2020
56356 | Clearwater Power Plant | 2005
56356 | Clearwater Power Plant | 2006
56356 | Clearwater Power Plant | 2007
56356 | Clearwater Power Plant | 2008
56356 | Clearwater Power Plant | 2009
56356 | Clearwater Power Plant | 2010
56356 | Clearwater Power Plant | 2011
56356 | Clearwater Power Plant | 2012
56356 | Clearwater Power Plant | 2013
56356 | Clearwater Power Plant | 2014
56356 | Clearwater Power Plant | 2015
56356 | Clearwater Power Plant | 2016
56356 | Clearwater Power Plant | 2017
56356 | Clearwater Power Plant | 2018
56356 | Clearwater Power Plant | 2019
56356 | Clearwater Power Plant | 2020
56400 | Treasure Coast Energy Center | 2008
56400 | Treasure Coast Energy Center | 2009
56400 | Treasure Coast Energy Center | 2010
56400 | Treasure Coast Energy Center | 2011
56400 | Treasure Coast Energy Center | 2012
56400 | Treasure Coast Energy Center | 2013
56400 | Treasure Coast Energy Center | 2014
56400 | Treasure Coast Energy Center | 2015
56400 | Treasure Coast Energy Center | 2016
56400 | Treasure Coast Energy Center | 2017
56400 | Treasure Coast Energy Center | 2018
56400 | Treasure Coast Energy Center | 2019
56400 | Treasure Coast Energy Center | 2020
56406 | Sierra Pacific Burlington Facility | 2007
56407 | West County Energy Center | 2009
56407 | West County Energy Center | 2010
56407 | West County Energy Center | 2011
56407 | West County Energy Center | 2012
56407 | West County Energy Center | 2013
56407 | West County Energy Center | 2014
56407 | West County Energy Center | 2015
56407 | West County Energy Center | 2016
56407 | West County Energy Center | 2017
56407 | West County Energy Center | 2018
56407 | West County Energy Center | 2019
56407 | West County Energy Center | 2020
56456 | Plum Point Energy Station | 2010
56456 | Plum Point Energy Station | 2011
56456 | Plum Point Energy Station | 2012
56456 | Plum Point Energy Station | 2013
56456 | Plum Point Energy Station | 2014
56456 | Plum Point Energy Station | 2015
56456 | Plum Point Energy Station | 2016
56456 | Plum Point Energy Station | 2017
56456 | Plum Point Energy Station | 2018
56456 | Plum Point Energy Station | 2019
56456 | Plum Point Energy Station | 2020
56458 | Hobbs Generating Station | 2008
56467 | Russell City Energy Center | 2013
56467 | Russell City Energy Center | 2014
56467 | Russell City Energy Center | 2015
56467 | Russell City Energy Center | 2016
56467 | Russell City Energy Center | 2017
56467 | Russell City Energy Center | 2018
56467 | Russell City Energy Center | 2019
56467 | Russell City Energy Center | 2020
56505 | 0 | 2007
56564 | John W Turk Jr Power Plant | 2012
56564 | John W Turk Jr Power Plant | 2013
56564 | John W Turk Jr Power Plant | 2014
56564 | John W Turk Jr Power Plant | 2015
56564 | John W Turk Jr Power Plant | 2016
56564 | John W Turk Jr Power Plant | 2017
56564 | John W Turk Jr Power Plant | 2018
56564 | John W Turk Jr Power Plant | 2019
56564 | John W Turk Jr Power Plant | 2020
56565 | J Lamar Stall Unit | 2010
56565 | J Lamar Stall Unit | 2011
56565 | J Lamar Stall Unit | 2012
56565 | J Lamar Stall Unit | 2013
56565 | J Lamar Stall Unit | 2014
56565 | J Lamar Stall Unit | 2015
56565 | J Lamar Stall Unit | 2016
56565 | J Lamar Stall Unit | 2017
56565 | J Lamar Stall Unit | 2018
56565 | J Lamar Stall Unit | 2019
56565 | J Lamar Stall Unit | 2020
56611 | Sandy Creek Energy Station | 2013
56611 | Sandy Creek Energy Station | 2014
56611 | Sandy Creek Energy Station | 2015
56611 | Sandy Creek Energy Station | 2016
56611 | Sandy Creek Energy Station | 2017
56611 | Sandy Creek Energy Station | 2018
56611 | Sandy Creek Energy Station | 2019
56611 | Sandy Creek Energy Station | 2020
56616 | Novo BioPower Plant | 2008
56616 | Novo BioPower Plant | 2009
56616 | Novo BioPower Plant | 2010
56616 | Novo BioPower Plant | 2011
56616 | Novo BioPower Plant | 2012
56616 | Novo BioPower Plant | 2013
56616 | Novo BioPower Plant | 2014
56616 | Novo BioPower Plant | 2015
56616 | Novo BioPower Plant | 2016
56616 | Novo BioPower Plant | 2017
56616 | Novo BioPower Plant | 2018
56616 | Novo BioPower Plant | 2019
56616 | Novo BioPower Plant | 2020
56643 | St Paul Cogeneration | 2007
56643 | St Paul Cogeneration | 2008
56643 | St Paul Cogeneration | 2009
56643 | St Paul Cogeneration | 2010
56643 | St Paul Cogeneration | 2011
56643 | St Paul Cogeneration | 2012
56643 | St Paul Cogeneration | 2013
56643 | St Paul Cogeneration | 2014
56643 | St Paul Cogeneration | 2015
56643 | St Paul Cogeneration | 2016
56643 | St Paul Cogeneration | 2017
56643 | St Paul Cogeneration | 2018
56643 | St Paul Cogeneration | 2019
56643 | St Paul Cogeneration | 2020
56671 | Longview Power LLC | 2011
56671 | Longview Power LLC | 2012
56671 | Longview Power LLC | 2013
56671 | Longview Power LLC | 2014
56671 | Longview Power LLC | 2015
56671 | Longview Power LLC | 2016
56671 | Longview Power LLC | 2017
56671 | Longview Power LLC | 2018
56671 | Longview Power LLC | 2019
56671 | Longview Power LLC | 2020
56706 | Ampersand Chowchilla Biomass LLC | 2008
56706 | Ampersand Chowchilla Biomass LLC | 2009
56706 | Ampersand Chowchilla Biomass LLC | 2010
56706 | Ampersand Chowchilla Biomass LLC | 2011
56706 | Ampersand Chowchilla Biomass LLC | 2012
56706 | Ampersand Chowchilla Biomass LLC | 2013
56706 | Ampersand Chowchilla Biomass LLC | 2014
56706 | Ampersand Chowchilla Biomass LLC | 2015
56706 | Ampersand Chowchilla Biomass LLC | 2016
56706 | Ampersand Chowchilla Biomass LLC | 2017
56706 | Ampersand Chowchilla Biomass LLC | 2018
56706 | Ampersand Chowchilla Biomass LLC | 2019
56706 | Ampersand Chowchilla Biomass LLC | 2020
56707 | El Nido Facility | 2008
56707 | El Nido Facility | 2009
56707 | El Nido Facility | 2010
56707 | El Nido Facility | 2011
56707 | El Nido Facility | 2012
56707 | El Nido Facility | 2013
56707 | El Nido Facility | 2014
56707 | El Nido Facility | 2015
56707 | El Nido Facility | 2016
56707 | El Nido Facility | 2017
56707 | El Nido Facility | 2018
56707 | El Nido Facility | 2019
56707 | El Nido Facility | 2020
56786 | Spiritwood Station | 2014
56786 | Spiritwood Station | 2015
56786 | Spiritwood Station | 2016
56786 | Spiritwood Station | 2017
56786 | Spiritwood Station | 2018
56786 | Spiritwood Station | 2019
56786 | Spiritwood Station | 2020
56798 | Kleen Energy Systems Project | 2011
56798 | Kleen Energy Systems Project | 2012
56798 | Kleen Energy Systems Project | 2013
56798 | Kleen Energy Systems Project | 2014
56798 | Kleen Energy Systems Project | 2015
56798 | Kleen Energy Systems Project | 2016
56798 | Kleen Energy Systems Project | 2017
56798 | Kleen Energy Systems Project | 2018
56798 | Kleen Energy Systems Project | 2019
56798 | Kleen Energy Systems Project | 2020
56806 | Cedar Bayou 4 | 2009
56806 | Cedar Bayou 4 | 2010
56806 | Cedar Bayou 4 | 2011
56806 | Cedar Bayou 4 | 2012
56806 | Cedar Bayou 4 | 2013
56806 | Cedar Bayou 4 | 2014
56806 | Cedar Bayou 4 | 2015
56806 | Cedar Bayou 4 | 2016
56806 | Cedar Bayou 4 | 2017
56806 | Cedar Bayou 4 | 2018
56806 | Cedar Bayou 4 | 2019
56806 | Cedar Bayou 4 | 2020
56807 | Bear Garden | 2011
56807 | Bear Garden | 2012
56807 | Bear Garden | 2013
56807 | Bear Garden | 2014
56807 | Bear Garden | 2015
56807 | Bear Garden | 2016
56807 | Bear Garden | 2017
56807 | Bear Garden | 2018
56807 | Bear Garden | 2019
56807 | Bear Garden | 2020
56846 | CPV St Charles Energy Center | 2016
56846 | CPV St Charles Energy Center | 2017
56846 | CPV St Charles Energy Center | 2018
56846 | CPV St Charles Energy Center | 2019
56846 | CPV St Charles Energy Center | 2020
56931 | Aspen Biomass Power Plant | 2011
56931 | Aspen Biomass Power Plant | 2012
56931 | Aspen Biomass Power Plant | 2014
56931 | Aspen Biomass Power Plant | 2015
56963 | West Deptford Energy Station | 2014
56963 | West Deptford Energy Station | 2015
56963 | West Deptford Energy Station | 2016
56963 | West Deptford Energy Station | 2017
56963 | West Deptford Energy Station | 2018
56963 | West Deptford Energy Station | 2019
56963 | West Deptford Energy Station | 2020
56998 | Pueblo Airport Generating Station | 2012
56998 | Pueblo Airport Generating Station | 2013
56998 | Pueblo Airport Generating Station | 2014
56998 | Pueblo Airport Generating Station | 2015
56998 | Pueblo Airport Generating Station | 2016
56998 | Pueblo Airport Generating Station | 2017
56998 | Pueblo Airport Generating Station | 2018
56998 | Pueblo Airport Generating Station | 2019
56998 | Pueblo Airport Generating Station | 2020
57028 | Langley Gulch Power Plant | 2012
57028 | Langley Gulch Power Plant | 2013
57028 | Langley Gulch Power Plant | 2014
57028 | Langley Gulch Power Plant | 2015
57028 | Langley Gulch Power Plant | 2016
57028 | Langley Gulch Power Plant | 2017
57028 | Langley Gulch Power Plant | 2018
57028 | Langley Gulch Power Plant | 2019
57028 | Langley Gulch Power Plant | 2020
57037 | Ratcliffe | 2017
57037 | Ratcliffe | 2018
57037 | Ratcliffe | 2019
57037 | Ratcliffe | 2020
57119 | Koda Biomass Plant | 2009
57119 | Koda Biomass Plant | 2010
57119 | Koda Biomass Plant | 2011
57119 | Koda Biomass Plant | 2012
57119 | Koda Biomass Plant | 2013
57119 | Koda Biomass Plant | 2014
57119 | Koda Biomass Plant | 2015
57119 | Koda Biomass Plant | 2016
57119 | Koda Biomass Plant | 2017
57119 | Koda Biomass Plant | 2018
57119 | Koda Biomass Plant | 2019
57119 | Koda Biomass Plant | 2020
57138 | Savannah River Site Biomass Cogen | 2012
57138 | Savannah River Site Biomass Cogen | 2013
57138 | Savannah River Site Biomass Cogen | 2014
57138 | Savannah River Site Biomass Cogen | 2015
57138 | Savannah River Site Biomass Cogen | 2016
57138 | Savannah River Site Biomass Cogen | 2017
57138 | Savannah River Site Biomass Cogen | 2018
57138 | Savannah River Site Biomass Cogen | 2019
57138 | Savannah River Site Biomass Cogen | 2020
57154 | Imperial Valley Resource Recovery | 2009
57154 | Imperial Valley Resource Recovery | 2010
57241 | Deerhaven Renewable | 2013
57241 | Deerhaven Renewable | 2014
57241 | Deerhaven Renewable | 2015
57241 | Deerhaven Renewable | 2016
57241 | Deerhaven Renewable | 2017
57241 | Deerhaven Renewable | 2018
57241 | Deerhaven Renewable | 2019
57241 | Deerhaven Renewable | 2020
57349 | Garrison Energy Center LLC | 2015
57349 | Garrison Energy Center LLC | 2016
57349 | Garrison Energy Center LLC | 2017
57349 | Garrison Energy Center LLC | 2018
57349 | Garrison Energy Center LLC | 2019
57349 | Garrison Energy Center LLC | 2020
57564 | Algonquin Power Sanger LLC | 2010
57564 | Algonquin Power Sanger LLC | 2011
57564 | Algonquin Power Sanger LLC | 2012
57564 | Algonquin Power Sanger LLC | 2013
57564 | Algonquin Power Sanger LLC | 2014
57564 | Algonquin Power Sanger LLC | 2015
57564 | Algonquin Power Sanger LLC | 2016
57564 | Algonquin Power Sanger LLC | 2017
57564 | Algonquin Power Sanger LLC | 2018
57564 | Algonquin Power Sanger LLC | 2019
57564 | Algonquin Power Sanger LLC | 2020
57684 | Goodsprings Waste Heat Recovery | 2013
57684 | Goodsprings Waste Heat Recovery | 2014
57684 | Goodsprings Waste Heat Recovery | 2015
57684 | Goodsprings Waste Heat Recovery | 2016
57684 | Goodsprings Waste Heat Recovery | 2017
57684 | Goodsprings Waste Heat Recovery | 2018
57684 | Goodsprings Waste Heat Recovery | 2019
57684 | Goodsprings Waste Heat Recovery | 2020
57703 | Cheyenne Prairie Generating Station | 2014
57703 | Cheyenne Prairie Generating Station | 2015
57703 | Cheyenne Prairie Generating Station | 2016
57703 | Cheyenne Prairie Generating Station | 2017
57703 | Cheyenne Prairie Generating Station | 2018
57703 | Cheyenne Prairie Generating Station | 2019
57703 | Cheyenne Prairie Generating Station | 2020
57794 | St Joseph Energy Center | 2017
57794 | St Joseph Energy Center | 2018
57794 | St Joseph Energy Center | 2019
57794 | St Joseph Energy Center | 2020
57839 | Woodbridge Energy Center | 2015
57839 | Woodbridge Energy Center | 2016
57839 | Woodbridge Energy Center | 2017
57839 | Woodbridge Energy Center | 2018
57839 | Woodbridge Energy Center | 2019
57839 | Woodbridge Energy Center | 2020
57857 | Kiara Anderson Plant | 2012
57857 | Kiara Anderson Plant | 2013
57857 | Kiara Anderson Plant | 2014
57898 | Palm Beach Renewable Energy Facility 2 | 2015
57898 | Palm Beach Renewable Energy Facility 2 | 2016
57898 | Palm Beach Renewable Energy Facility 2 | 2017
57898 | Palm Beach Renewable Energy Facility 2 | 2018
57898 | Palm Beach Renewable Energy Facility 2 | 2019
57898 | Palm Beach Renewable Energy Facility 2 | 2020
57909 | Piedmont Green Power | 2013
57909 | Piedmont Green Power | 2014
57909 | Piedmont Green Power | 2015
57909 | Piedmont Green Power | 2016
57909 | Piedmont Green Power | 2017
57978 | Lodi Energy Center | 2012
57978 | Lodi Energy Center | 2013
57978 | Lodi Energy Center | 2014
57978 | Lodi Energy Center | 2015
57978 | Lodi Energy Center | 2016
57978 | Lodi Energy Center | 2017
57978 | Lodi Energy Center | 2018
57978 | Lodi Energy Center | 2019
57978 | Lodi Energy Center | 2020
58001 | Panda Temple Power Station | 2014
58001 | Panda Temple Power Station | 2015
58001 | Panda Temple Power Station | 2016
58001 | Panda Temple Power Station | 2017
58001 | Panda Temple Power Station | 2018
58001 | Panda Temple Power Station | 2019
58001 | Panda Temple Power Station | 2020
58005 | Panda Sherman Power Station | 2014
58005 | Panda Sherman Power Station | 2015
58005 | Panda Sherman Power Station | 2016
58005 | Panda Sherman Power Station | 2017
58005 | Panda Sherman Power Station | 2018
58005 | Panda Sherman Power Station | 2019
58005 | Panda Sherman Power Station | 2020
58007 | Brea Expansion Plant | 2012
58007 | Brea Expansion Plant | 2013
58007 | Brea Expansion Plant | 2014
58007 | Brea Expansion Plant | 2015
58007 | Brea Expansion Plant | 2016
58007 | Brea Expansion Plant | 2017
58007 | Brea Expansion Plant | 2018
58007 | Brea Expansion Plant | 2019
58007 | Brea Expansion Plant | 2020
58023 | 0 | 2012
58023 | 0 | 2013
58054 | Burgess BioPower | 2013
58054 | Burgess BioPower | 2014
58054 | Burgess BioPower | 2015
58054 | Burgess BioPower | 2016
58054 | Burgess BioPower | 2017
58054 | Burgess BioPower | 2018
58054 | Burgess BioPower | 2019
58054 | Burgess BioPower | 2020
58079 | Newark Energy Center | 2015
58079 | Newark Energy Center | 2016
58079 | Newark Energy Center | 2017
58079 | Newark Energy Center | 2018
58079 | Newark Energy Center | 2019
58079 | Newark Energy Center | 2020
58124 | Rothschild Biomass Cogen Facility | 2013
58124 | Rothschild Biomass Cogen Facility | 2014
58124 | Rothschild Biomass Cogen Facility | 2015
58124 | Rothschild Biomass Cogen Facility | 2016
58124 | Rothschild Biomass Cogen Facility | 2017
58124 | Rothschild Biomass Cogen Facility | 2018
58124 | Rothschild Biomass Cogen Facility | 2019
58124 | Rothschild Biomass Cogen Facility | 2020
58205 | Grand Ave Plant | 2013
58205 | Grand Ave Plant | 2014
58205 | Grand Ave Plant | 2015
58205 | Grand Ave Plant | 2016
58205 | Grand Ave Plant | 2017
58205 | Grand Ave Plant | 2018
58205 | Grand Ave Plant | 2019
58205 | Grand Ave Plant | 2020
58215 | Lee Combined Cycle Plant | 2013
58215 | Lee Combined Cycle Plant | 2014
58215 | Lee Combined Cycle Plant | 2015
58215 | Lee Combined Cycle Plant | 2016
58215 | Lee Combined Cycle Plant | 2017
58215 | Lee Combined Cycle Plant | 2018
58215 | Lee Combined Cycle Plant | 2019
58215 | Lee Combined Cycle Plant | 2020
58236 | Marshalltown Generating Station | 2017
58236 | Marshalltown Generating Station | 2018
58236 | Marshalltown Generating Station | 2019
58236 | Marshalltown Generating Station | 2020
58260 | Brunswick County Power Station | 2016
58427 | Lansing BWL REO Town Plant | 2013
58427 | Lansing BWL REO Town Plant | 2014
58427 | Lansing BWL REO Town Plant | 2015
58427 | Lansing BWL REO Town Plant | 2016
58427 | Lansing BWL REO Town Plant | 2017
58427 | Lansing BWL REO Town Plant | 2018
58427 | Lansing BWL REO Town Plant | 2019
58427 | Lansing BWL REO Town Plant | 2020
58472 | Buena Vista Biomass Power | 2012
58472 | Buena Vista Biomass Power | 2013
58472 | Buena Vista Biomass Power | 2014
58472 | Buena Vista Biomass Power | 2015
58472 | Buena Vista Biomass Power | 2016
58478 | LEPA Unit No. 1 | 2017
58478 | LEPA Unit No. 1 | 2018
58478 | LEPA Unit No. 1 | 2019
58478 | LEPA Unit No. 1 | 2020
58503 | Carty Generating Station | 2016
58503 | Carty Generating Station | 2017
58503 | Carty Generating Station | 2018
58503 | Carty Generating Station | 2019
58503 | Carty Generating Station | 2020
58518 | WSACC Power Generation Facility | 2014
58518 | WSACC Power Generation Facility | 2015
58518 | WSACC Power Generation Facility | 2016
58557 | Mesquite Generating Station Block 1 | 2013
58557 | Mesquite Generating Station Block 1 | 2014
58557 | Mesquite Generating Station Block 1 | 2015
58557 | Mesquite Generating Station Block 1 | 2016
58557 | Mesquite Generating Station Block 1 | 2017
58557 | Mesquite Generating Station Block 1 | 2018
58557 | Mesquite Generating Station Block 1 | 2019
58557 | Mesquite Generating Station Block 1 | 2020
58560 | Halifax County Biomass | 2013
58560 | Halifax County Biomass | 2014
58560 | Halifax County Biomass | 2015
58560 | Halifax County Biomass | 2016
58560 | Halifax County Biomass | 2017
58560 | Halifax County Biomass | 2018
58560 | Halifax County Biomass | 2019
58560 | Halifax County Biomass | 2020
58574 | Eagle Valley Clean Energy LLC Biomass | 2013
58574 | Eagle Valley Clean Energy LLC Biomass | 2014
58574 | Eagle Valley Clean Energy LLC Biomass | 2015
58574 | Eagle Valley Clean Energy LLC Biomass | 2016
58574 | Eagle Valley Clean Energy LLC Biomass | 2017
58574 | Eagle Valley Clean Energy LLC Biomass | 2018
58574 | Eagle Valley Clean Energy LLC Biomass | 2019
58574 | Eagle Valley Clean Energy LLC Biomass | 2020
58595 | Indeck Energy-Alexandria | 2013
58595 | Indeck Energy-Alexandria | 2014
58595 | Indeck Energy-Alexandria | 2015
58595 | Indeck Energy-Alexandria | 2016
58595 | Indeck Energy-Alexandria | 2017
58697 | L V Sutton Combined Cycle | 2013
58697 | L V Sutton Combined Cycle | 2014
58697 | L V Sutton Combined Cycle | 2015
58697 | L V Sutton Combined Cycle | 2016
58697 | L V Sutton Combined Cycle | 2017
58697 | L V Sutton Combined Cycle | 2018
58697 | L V Sutton Combined Cycle | 2019
58697 | L V Sutton Combined Cycle | 2020
58706 | Allendale Biomass | 2013
58706 | Allendale Biomass | 2014
58706 | Allendale Biomass | 2015
58706 | Allendale Biomass | 2016
58706 | Allendale Biomass | 2017
58706 | Allendale Biomass | 2018
58706 | Allendale Biomass | 2019
58706 | Allendale Biomass | 2020
58707 | Dorchester Biomass | 2013
58707 | Dorchester Biomass | 2014
58707 | Dorchester Biomass | 2015
58707 | Dorchester Biomass | 2016
58707 | Dorchester Biomass | 2017
58707 | Dorchester Biomass | 2018
58707 | Dorchester Biomass | 2019
58707 | Dorchester Biomass | 2020
58870 | Rentech Nitrogen Pasadena Cogeneration | 2015
58870 | Rentech Nitrogen Pasadena Cogeneration | 2016
58870 | Rentech Nitrogen Pasadena Cogeneration | 2017
58870 | Rentech Nitrogen Pasadena Cogeneration | 2018
58870 | Rentech Nitrogen Pasadena Cogeneration | 2019
58870 | Rentech Nitrogen Pasadena Cogeneration | 2020
58944 | Woodville Renewable Power Project | 2014
58944 | Woodville Renewable Power Project | 2015
58944 | Woodville Renewable Power Project | 2016
59004 | Stonewall | 2017
59004 | Stonewall | 2018
59004 | Stonewall | 2019
59004 | Stonewall | 2020
59035 | Biomass to Energy Facility, Kauai | 2016
59035 | Biomass to Energy Facility, Kauai | 2017
59035 | Biomass to Energy Facility, Kauai | 2018
59035 | Biomass to Energy Facility, Kauai | 2019
59035 | Biomass to Energy Facility, Kauai | 2020
59093 | Holland Energy Park | 2017
59093 | Holland Energy Park | 2018
59093 | Holland Energy Park | 2019
59093 | Holland Energy Park | 2020
59220 | Wildcat Point Generation Facility | 2017
59220 | Wildcat Point Generation Facility | 2018
59220 | Wildcat Point Generation Facility | 2019
59220 | Wildcat Point Generation Facility | 2020
59254 | Johnston LFG Turbine Plant | 2013
59254 | Johnston LFG Turbine Plant | 2014
59254 | Johnston LFG Turbine Plant | 2015
59254 | Johnston LFG Turbine Plant | 2016
59254 | Johnston LFG Turbine Plant | 2017
59254 | Johnston LFG Turbine Plant | 2018
59254 | Johnston LFG Turbine Plant | 2019
59254 | Johnston LFG Turbine Plant | 2020
59325 | Kings Mountain Energy Center | 2018
59325 | Kings Mountain Energy Center | 2019
59325 | Kings Mountain Energy Center | 2020
59326 | Middletown Energy Center | 2018
59326 | Middletown Energy Center | 2019
59326 | Middletown Energy Center | 2020
59338 | Gila River Power Block 1 | 2013
59338 | Gila River Power Block 1 | 2014
59338 | Gila River Power Block 1 | 2015
59338 | Gila River Power Block 1 | 2016
59338 | Gila River Power Block 1 | 2017
59338 | Gila River Power Block 1 | 2018
59338 | Gila River Power Block 1 | 2019
59338 | Gila River Power Block 1 | 2020
59764 | Oregon Clean Energy Center | 2017
59764 | Oregon Clean Energy Center | 2018
59764 | Oregon Clean Energy Center | 2019
59764 | Oregon Clean Energy Center | 2020
59784 | Gila River Power Block 3 | 2014
59784 | Gila River Power Block 3 | 2015
59784 | Gila River Power Block 3 | 2016
59784 | Gila River Power Block 3 | 2017
59784 | Gila River Power Block 3 | 2018
59784 | Gila River Power Block 3 | 2019
59784 | Gila River Power Block 3 | 2020
60100 | Dinuba Energy | 2015
60340 | Albany Green Energy | 2017
60340 | Albany Green Energy | 2018
60340 | Albany Green Energy | 2019
60340 | Albany Green Energy | 2020
60345 | Okeechobee Clean Energy Center | 2019
60345 | Okeechobee Clean Energy Center | 2020
60368 | Hummel Station LLC | 2018
60368 | Hummel Station LLC | 2019
60368 | Hummel Station LLC | 2020
60376 | Clean Energy Future-Lordstown, LLC | 2018
60376 | Clean Energy Future-Lordstown, LLC | 2019
60376 | Clean Energy Future-Lordstown, LLC | 2020
60421 | Veyo Heat Recovery Project | 2016
60421 | Veyo Heat Recovery Project | 2017
60421 | Veyo Heat Recovery Project | 2018
60421 | Veyo Heat Recovery Project | 2019
60421 | Veyo Heat Recovery Project | 2020
60464 | Tenaska Westmoreland Generating Station | 2018
60464 | Tenaska Westmoreland Generating Station | 2019
60464 | Tenaska Westmoreland Generating Station | 2020
60550 | GRP Franklin Renewable Energy Facility | 2019
60550 | GRP Franklin Renewable Energy Facility | 2020
60589 | CPV Fairview Energy Center | 2019
60589 | CPV Fairview Energy Center | 2020
60768 | Gila River Power Block 2 | 2016
60768 | Gila River Power Block 2 | 2017
60768 | Gila River Power Block 2 | 2018
60768 | Gila River Power Block 2 | 2019
60768 | Gila River Power Block 2 | 2020
60926 | St. Charles Power Station (LA) | 2019
60926 | St. Charles Power Station (LA) | 2020
60927 | Lake Charles Power | 2020
61028 | Hickory Run Energy Station | 2020
61035 | Birdsboro Power | 2019
61035 | Birdsboro Power | 2020
61213 | GRP Madison Renewable Energy Facility | 2019
61213 | GRP Madison Renewable Energy Facility | 2020
64020 | West Riverside Energy Center | 2020
64408 | Georges River Energy | 2020