## PlantList
PlantList | 2015
621 |  | FileComment
642 |  | All Plants needing edit after coolType mismatch verification
643 |  | Recent updates include processing non-nuclear units of plants
673 |  | with nuclear units
709
1001
1239
1271
1720
1843
2008
2144
2171
2241
2244
2398
2872
3559
3602
6504
7242
8068
10676
50292
54914
55151

## ColumnLegend_metafile
FlagColumn | Description | removeAutomatically | flagManual
missing.from.923 | missing from BOTH generation.data.923 AND boilerFuelData.923
Generator.Status | OA, OS, or RE
Orphan.Generator | Missing Boiler.ID AND NetGeneration.mwh>0
unmapped_but_in_923 | Missing Boiler.ID AND NOT missing.from.923 AND NetGeneration.mwh=0
unmapped | Missing Boiler.ID after string_assn and unit_connection attempted
Orphan.Boiler | Missing from Association Table, If Prime.Mover="CS" assign Boiler.ID to Generator.ID
Boiler.Status | OA, OS, or RE
Boiler.ID.NotIn.Assoc | Boiler.ID.Not.Association table
missingPlant.assoc | Entire Plant missing from Association table
missingPlant.generator.data.860 | Entire Plant missing from generator.data.860
missingPlant.boilerDesignData.860 | Entire Plant missing from boilerDesignData.860
missingPlant.generation.data.923 | Entire.Plant missing from generation.data.923
missingPlant.boilerFuelData.923 | Entire.Plant missing from boilerFuelData.923
flag.CACT.missingPair | Bogen has Prime Mover CT without CA or vice versa
missing.bf.923 | Boiler.ID missing from boilerFuelData.923
missing.generation.data | Generator.ID missing from generation.data
flag.ST.missing.bf.923 | PrimeMover "ST" and missing from boilerFuelData.923
flag.ST.missing.bf.923.unmapped | PrimeMover "ST" and missing from boilerFuelData.923 AND (Boiler.ID not in association table OR >1 bogen for Plant)
flag_RPM | Inconsistent Prime.Movers among input tables
flag_floatingGen | Floating Generator, diagonal match Plants
flag_BoilerRetired | Boiler Retirement.Year < current analysis year
flag_Boiler.Status | Boiler.Status OS or OA and missing.bf.923 TRUE
flag_GeneratorRetired | Generator Retirement.Year < current analysis year
flag_Generator.Status | Generator Status OS or OA and missing from generation.data.923 OR Generator Status OS or OA and Net.Generation.mwh==0
flag_923bogenCTonly | If Reported.Prime.Movers from 923 are CT ONLY for individual bogen
flagFuelHeat | If feul heat summed by line is different in any month from fuel heat summed by bogen
flag_STassoc_CT_CS_CA | If ST associated with CT,CS,CA in any Reported.Prime.Mover column
flag_CSassociation | CS bogen associated with any other Reported.Prime.Mover
flagNetGenWithoutFuelHeat | count of months where NetGen>0 and FuelHeat<=0 by Plant
flagFuelHeatWithoutNetGen | count of months where NetGen<0 and FuelHeat>0 by Bogen
flag.NGCC.badFuel | NGCC plant with Reported.Fuel.Type.Code in badFuels<-c("BIT","AB","ANT","GEO","LIG","MSB","MSN","OBS","PC","PUR","RC", "SGC","SGP","SLW","SUB","TDF","WAT","WC","WDS","WH","WND")
flagFH_no_NG_(month) | summed at the Bogen level for a given month, NetGen<0 and FuelHeat>0
flagNG_no_FH_(month) | summed at the Plant level for a given month, NetGen>0 and FuelHeat<=0
flagFuelHeat_(month) | for a given month, fuel heat summed by line is different from fuel heat summed by bogen
countFlags | sum of Flags by Generator
UncountedFlags | Description
flagGenerator.ID_923 | removeChar if Generator.ID in generation.data.923 had characters or 0's removed, removeSpace if Generator.ID in generation.data.923 had space removed, NA if Generator.ID NOT altered
flagGenerator.ID_860 | removeChar if Generator.ID in generator.data.860 had characters or 0's removed, removeSpace if Generator.ID in generator.data.860 had space removed, NA if Generator.ID NOT altered
flagGenerator.ID_assoc | removeChar if Generator.ID in Boiler/Generator Association table had characters or 0's removed, removeSpace if Generator.ID in Boiler/Generator Association table had space removed, NA if Generator.ID NOT altered
flagBoiler.ID_assoc | removeChar if Boiler.ID in Boiler/Generator Association table had characters or 0's removed, removeSpace if Boiler.ID in Boiler/Generator Association table had space removed, NA if Boiler.ID NOT altered
flagBoiler.ID_bf.923 | removeChar if Boiler.ID in boilerFuelData.923 had characters or 0's removed, removeSpace if Boiler.ID in boilerFuelData.923 had space removed, NA if Boiler.ID NOT altered
bga.source | eia860.org if data present in generator.data.860 AND Boiler/Generator Association table, string_assn if Boiler.ID from BoilerFuelData.923 NOT in Boiler/Generator Association table BUT DOES MATCH a Generator.ID, unit_connection if Boiler.ID filled using Unit.Codes, fillWithGenID if nothing else could fill the missing Boiler.ID and the Boiler.ID was assigned the Generator.ID

## 621
2015 | Plant.Code | orig_bogencoo.key | auto_bogencoo.key | combogencoo_cool_type_key | EIA_BocooAssoc | EIA_CoolingEnviroEquip | orig_sheet3_key | auto_sheet3_flags | auto_sheet3_key | orig_sheet4_key | auto_sheet4_flags | auto_sheet4_key | EIA_associationTable | generator.data.860 | retiredGenerators.860 | Boiler_InfoDesign_Parameters.860 | boilerFuelData_923 | generation.data.923 | page1GenFuelData.923 | FuelHeatByLine | NetGenByLine | FuelHeatByBoilerID | NetGenByGeneratorID | FuelHeatByBogen | NetGenByBogen | ThermalEfficiencyByBogen
| 621 | 2 | 7 | 3 | 5 | 3 | 7 | 7 | 7 | 7 | 7 | 7 | 5 | 9 | 5 | 5 | 13 | 7 | 8 | 13 | 7 | 7 | 7 | 5 | 5 | 5
orig_bogencoo.key |  |  |  | 2015
| combogen | combogencoo | Plant.Code
| combogen^621^3 | combogencoo^621^1 | 621
| combogen^621^5 | combogencoo^621^2 | 621
auto_bogencoo.key |  |  |  | 2015
manualEdit | manualBogenEdit | Plant.Code | Bogen | combogen | combogencoo | Boiler.ID | Unit.Code | bga.source | Boiler.ID.Total.Fuel.Heat.January | PlantLine.Total.Fuel.Heat.January | flagNG_no_FH_January | flagFH_no_NG_January | flagFuelHeat_January | Boiler.ID.Total.Fuel.Heat.February | PlantLine.Total.Fuel.Heat.February | flagNG_no_FH_February | flagFH_no_NG_February | flagFuelHeat_February | Boiler.ID.Total.Fuel.Heat.March | PlantLine.Total.Fuel.Heat.March | flagNG_no_FH_March | flagFH_no_NG_March | flagFuelHeat_March | Boiler.ID.Total.Fuel.Heat.April | PlantLine.Total.Fuel.Heat.April | flagNG_no_FH_April | flagFH_no_NG_April | flagFuelHeat_April | Boiler.ID.Total.Fuel.Heat.May | PlantLine.Total.Fuel.Heat.May | flagNG_no_FH_May | flagFH_no_NG_May | flagFuelHeat_May | Boiler.ID.Total.Fuel.Heat.June | PlantLine.Total.Fuel.Heat.June | flagNG_no_FH_June | flagFH_no_NG_June | flagFuelHeat_June | Boiler.ID.Total.Fuel.Heat.July | PlantLine.Total.Fuel.Heat.July | flagNG_no_FH_July | flagFH_no_NG_July | flagFuelHeat_July | Boiler.ID.Total.Fuel.Heat.August | PlantLine.Total.Fuel.Heat.August | flagNG_no_FH_August | flagFH_no_NG_August | flagFuelHeat_August | Boiler.ID.Total.Fuel.Heat.September | PlantLine.Total.Fuel.Heat.September | flagNG_no_FH_September | flagFH_no_NG_September | flagFuelHeat_September | Boiler.ID.Total.Fuel.Heat.October | PlantLine.Total.Fuel.Heat.October | flagNG_no_FH_October | flagFH_no_NG_October | flagFuelHeat_October | Boiler.ID.Total.Fuel.Heat.November | PlantLine.Total.Fuel.Heat.November | flagNG_no_FH_November | flagFH_no_NG_November | flagFuelHeat_November | Boiler.ID.Total.Fuel.Heat.December | PlantLine.Total.Fuel.Heat.December | flagNG_no_FH_December | flagFH_no_NG_December | flagFuelHeat_December | missing.from.923 | flagBoiler.ID_assoc | orig_Boiler.ID_assoc | orig_Boiler.ID_bf.923 | flagBoiler.ID_bf.923 | missing.bf.923 | Reported.Prime.Mover_bf.923 | Reported.Prime.Mover_923 | Reported.Prime.Mover_860 | Reported.Fuel.Type.Code | Technology | Energy.Source.1 | unmapped_but_in_923 | unmapped | Orphan.Boiler | Boiler.Status | Boiler.Retirement.Year | Boiler.Retirement.Month | flag_BoilerRetired | flag_Boiler.Status | Boiler.ID.NotIn.Assoc | missingPlant.assoc | missingPlant.boilerDesignData.860 | missingPlant.generation.data.923 | missingPlant.boilerFuelData.923 | Reported.Prime.Mover_page1 | flag.ST.missing.bf.923 | flag.CACT.missingPair | flag_923bogenCTonly | flag.NGCC.badFuel | flag.ST.missing.bf.923.unmapped | flag_RPM | flag_floatingGen | flagFuelHeat | flag_STassoc_CT_CS_CA | flag_CSassociation | countFlags | YEAR | plant_bo | plant_bo_bf.923 | plant_bo_assoc | Utility.ID | Utility.Name | Plant.Name | Cooling.ID | Steam.Plant.Type | flagBoiler.ID_bocoo | orig_Boiler.ID_bocoo | manualBogenEditFileName | manualBogenEditDateTime
0 | 0 | 621 | 621^1.NonNuke | combogen^621^1.NonNuke | combogencoo^621^1.NonNuke | 5CTA | G901 | eia860.org | 939068.438 |  | 0 | 0 | 0 | 781562.913 |  | 0 | 0 | 0 | 707931.75 |  | 0 | 0 | 0 | 1085360.081 |  | 0 | 0 | 0 | 1131497.178 |  | 0 | 0 | 0 | 1146359.984 |  | 0 | 0 | 0 | 1121484.176 |  | 0 | 0 | 0 | 1072732.297 |  | 0 | 0 | 0 | 1139001.984 |  | 0 | 0 | 0 | 1161157.087 |  | 0 | 0 | 0 | 1172071.252 |  | 0 | 0 | 0 | 890133.06 |  | 0 | 0 | 0 | FALSE |  |  | 5CTA | removeChar | FALSE | CT | CA | CA | NG | Natural Gas Fired Combined Cycle | NG | FALSE | FALSE | FALSE |  |  |  |  | 0 | 1 | FALSE | FALSE | FALSE | FALSE |  | 0 | FALSE | FALSE | 0 | 0 |  | 0 | 0 | 0 | 0 | 2 | 2015 | 621^5CTA | 621^5CTA | 621^NA
0 | 0 | 621 | 621^1.NonNuke | combogen^621^1.NonNuke | combogencoo^621^1.NonNuke | 5CTB | G901 | eia860.org | 1066049.443 |  | 0 | 0 | 0 | 848135.671 |  | 0 | 0 | 0 | 914416.877 |  | 0 | 0 | 0 | 1117761.481 |  | 0 | 0 | 0 | 1152771.346 |  | 0 | 0 | 0 | 1155520.88 |  | 0 | 0 | 0 | 1104706.75 |  | 0 | 0 | 0 | 1171224.754 |  | 0 | 0 | 0 | 1065984.992 |  | 0 | 0 | 0 | 1125993.248 |  | 0 | 0 | 0 | 1103204.96 |  | 0 | 0 | 0 | 769979.558 |  | 0 | 0 | 0 | FALSE |  |  | 5CTB | removeChar | FALSE | CT | CA | CA | DFO | Natural Gas Fired Combined Cycle | NG | FALSE | FALSE | FALSE |  |  |  |  | 0 | 1 | FALSE | FALSE | FALSE | FALSE |  | 0 | FALSE | FALSE | 0 | 0 |  | 0 | 0 | 0 | 0 | 2 | 2015 | 621^5CTB | 621^5CTB | 621^NA
0 | 0 | 621 | 621^1.NonNuke | combogen^621^1.NonNuke | combogencoo^621^1.NonNuke | 5CTC | G901 | eia860.org | 799418.67 |  | 0 | 0 | 0 | 843080.594 |  | 0 | 0 | 0 | 1022694.947 |  | 0 | 0 | 0 | 926741.463 |  | 0 | 0 | 0 | 1157622.894 |  | 0 | 0 | 0 | 1139985.376 |  | 0 | 0 | 0 | 1099331.249 |  | 0 | 0 | 0 | 1122062.758 |  | 0 | 0 | 0 | 1100354.493 |  | 0 | 0 | 0 | 1197433.464 |  | 0 | 0 | 0 | 1170252.092 |  | 0 | 0 | 0 | 874997.754 |  | 0 | 0 | 0 | FALSE |  |  | 5CTC | removeChar | FALSE | CT | CA | CA | DFO | Natural Gas Fired Combined Cycle | NG | FALSE | FALSE | FALSE |  |  |  |  | 0 | 1 | FALSE | FALSE | FALSE | FALSE |  | 0 | FALSE | FALSE | 0 | 0 |  | 0 | 0 | 0 | 0 | 2 | 2015 | 621^5CTC | 621^5CTC | 621^NA
0 | 0 | 621 | 621^1.NonNuke | combogen^621^1.NonNuke | combogencoo^621^1.NonNuke | 5CTD | G901 | eia860.org | 946001.968 |  | 0 | 0 | 0 | 891967.871 |  | 0 | 0 | 0 | 1163172.137 |  | 0 | 0 | 0 | 854698.435 |  | 0 | 0 | 0 | 1203726.316 |  | 0 | 0 | 0 | 1159369.042 |  | 0 | 0 | 0 | 1136136.172 |  | 0 | 0 | 0 | 1174443.615 |  | 0 | 0 | 0 | 1147145.128 |  | 0 | 0 | 0 | 1127420.254 |  | 0 | 0 | 0 | 1108858.306 |  | 0 | 0 | 0 | 886980.906 |  | 0 | 0 | 0 | FALSE |  |  | 5CTD | removeChar | FALSE | CT | CA | CA | DFO | Natural Gas Fired Combined Cycle | NG | FALSE | FALSE | FALSE |  |  |  |  | 0 | 1 | FALSE | FALSE | FALSE | FALSE |  | 0 | FALSE | FALSE | 0 | 0 |  | 0 | 0 | 0 | 0 | 2 | 2015 | 621^5CTD | 621^5CTD | 621^NA
0 | 0 | 621 | 621^1.NonNuke | combogen^621^1.NonNuke | combogencoo^621^1.NonNuke | PTP5 | G901 | eia860.org | 0 |  | 0 | 0 | 0 | 0 |  | 0 | 0 | 0 | 0 |  | 0 | 0 | 0 | 0 |  | 0 | 0 | 0 | 0 |  | 0 | 0 | 0 | 0 |  | 0 | 0 | 0 | 0 |  | 0 | 0 | 0 | 0 |  | 0 | 0 | 0 | 0 |  | 0 | 0 | 0 | 0 |  | 0 | 0 | 0 | 0 |  | 0 | 0 | 0 | 0 |  | 0 | 0 | 0 | FALSE | removeChar | PTP5 | PTP5 | removeChar | FALSE | CA | CA | CA | NG | Natural Gas Fired Combined Cycle | NG | FALSE | FALSE | FALSE | OP |  |  |  | 0 | 0 | FALSE | FALSE | FALSE | FALSE |  | 0 | FALSE | FALSE | 0 | 0 |  | 0 | 0 | 0 | 0 | 2 | 2015 | 621^PTP5 | 621^PTP5 | 621^PTP5 | 6452 | Florida Power & Light Co | Turkey Point | CT5 | 1 | removeChar | PTP5
0 | 0 | 621 | 621^4.NonNuke | combogen^621^4.NonNuke | combogencoo^621^2.NonNuke | PTP1 | none | eia860.org | 0 |  | 0 | 0 | 0 | 31477.11 |  | 0 | 0 | 0 | 76574.254 |  | 0 | 0 | 0 | 227683 |  | 0 | 0 | 0 | 441732.089 |  | 0 | 0 | 0 | 218824.815 |  | 0 | 0 | 0 | 291495.666 |  | 0 | 0 | 0 | 283055.914 |  | 0 | 0 | 0 | 182506.813 |  | 0 | 0 | 0 | 300432.241 |  | 0 | 0 | 0 | 528352.185 |  | 0 | 0 | 0 | 303639.266 |  | 0 | 0 | 0 | FALSE | removeChar | PTP1 | PTP1 | removeChar | FALSE | ST | ST | ST | NG | Natural Gas Steam Turbine | NG | FALSE | FALSE | FALSE | OP |  |  |  | 0 | 0 | FALSE | FALSE | FALSE | FALSE |  | 0 | FALSE | FALSE | 0 | 0 |  | 0 | 0 | 0 | 0 | 2 | 2015 | 621^PTP1 | 621^PTP1 | 621^PTP1 | 6452 | Florida Power & Light Co | Turkey Point | CP | 1 | removeChar | PTP1
0 | 0 | 621 | 621^5.NonNuke | combogen^621^5.NonNuke | combogencoo^621^2.NonNuke | PTP2 | none | eia860.org | 0 |  | 0 | 0 | 0 | 0 |  | 0 | 0 | 0 | 0 |  | 0 | 0 | 0 | 0 |  | 0 | 0 | 0 | 0 |  | 0 | 0 | 0 | 0 |  | 0 | 0 | 0 | 0 |  | 0 | 0 | 0 | 0 |  | 0 | 0 | 0 | 0 |  | 0 | 0 | 0 | 0 |  | 0 | 0 | 0 | 0 |  | 0 | 0 | 0 | 0 |  | 0 | 0 | 0 | FALSE | removeChar | PTP2 | PTP2 | removeChar | FALSE | ST | ST | ST | NG | Petroleum Liquids | RFO | FALSE | FALSE | FALSE | OP |  |  |  | 0 | 0 | FALSE | FALSE | FALSE | FALSE |  | 0 | FALSE | FALSE | 0 | 0 |  | 0 | 0 | 0 | 0 | 2 | 2015 | 621^PTP2 | 621^PTP2 | 621^PTP2 | 6452 | Florida Power & Light Co | Turkey Point | CP | 1 | removeChar | PTP2
combogencoo_cool_type_key |  |  |  | 2015
manualEdit | Plant.Code | bogencoo | LAKE..OF..OC..RC. | RIVER..OF. | POND..OC..RC. | TOWER..RF..RI..RN. | DC | OS
1 | 621 | combogencoo^621^1.NonNuke |  |  |  | 1
1 | 621 | combogencoo^621^2.NonNuke | [5 empty] | 1
0 | 621 | combogencoo^621^3 | [5 empty] | 1
EIA_BocooAssoc |  |  |  | 2015
| Utility.ID | Utility.Name | Plant.Code | Plant.Name | Boiler.ID | Cooling.ID | Steam.Plant.Type
| 6452 | Florida Power & Light Co | 621 | Turkey Point | PTP2 | CP | 1
| 6452 | Florida Power & Light Co | 621 | Turkey Point | PTP1 | CP | 1
| 6452 | Florida Power & Light Co | 621 | Turkey Point | PTP5 | CT5 | 1
| 6452 | Florida Power & Light Co | 621 | Turkey Point | NSS3 | TPC | 1
| 6452 | Florida Power & Light Co | 621 | Turkey Point | NSS4 | TPC | 1
EIA_CoolingEnviroEquip |  |  |  | 2015
| Utility.ID | Utility.Name | Plant.Code | Plant.Name | State | Cooling.ID | Cooling.Status | Inservice.Month | Inservice.Year | Cooling.Type.1 | Cooling.Type.2 | Cooling.Type.3 | Cooling.Type.4 | Percent.Dry.Cooling | Cooling.Water.Source | Cooling.Water.Discharge | Water.Source.Code | Water.Type.Code | Intake.Rate.at.100...Gallons.per.Minute. | Chlorine.Inservice.Month | Chlorine.Inservice.Year | Pond.Inservice.Month | Pond.Inservice.Year | Pond.Surface.Area..Acres. | Pond.Volume..Acre.Feet. | Tower.Inservice.Month | Tower.Inservice.Year | Tower.Type.1 | Tower.Type.2 | Tower.Type.3 | Tower.Type.4 | Tower.Water.Rate..Gallons.per.Minute. | Power.Requirement..MW. | Cost.Total..Thousand.Dollars. | Cost.Ponds..Thousand.Dollars. | Cost.Towers..Thousand.Dollars. | Cost.Chlorine.Equipment..Thousand.Dollars. | Intake.Distance.Shore..Feet. | Outlet.Distance.Shore..Feet. | Intake.Distance.Surface..Feet. | Outlet.Distance.Surface..Feet. | Steam.Plant.Type
| 6452 | Florida Power & Light Co | 621 | Turkey Point | FL | CP | OP | 4 | 1967 | RC |  |  |  |  | Miami-Dade Municipal Water | On-site cooling pond | PD | BE | 1798017.66 | 4 | 1967 | 6 | 1973 | 3850 | 16069 | [8 empty] | 32910 | 32910 | [6 empty] | 1
| 6452 | Florida Power & Light Co | 621 | Turkey Point | FL | CT5 | OP | 5 | 2007 | RI |  |  |  |  | Miami-Dade Municipal Water | On-site cooling pond | PD | BE | 5000 | [6 empty] | 5 | 2007 | MW |  |  |  | 296800 | 3.3 | [8 empty] | 1
| 6452 | Florida Power & Light Co | 621 | Turkey Point | FL | TPC | OP | 12 | 1972 | RC |  |  |  |  | Miami-Dade Municipal Water | On-site cooling pond | PD | BE | 3000000 |  |  | 6 | 1973 | 3850 | 16069 | [8 empty] | 32910 | 32910 | [6 empty] | 1
orig_sheet3_key |  |  |  | 2015
| plant_bo | bogen | Plant.Code
| 621^PTP1 | 621^3 | 621
| 621^PTP2 | 621^4 | 621
| 621^5CTA | 621^5 | 621
| 621^5CTB | 621^5 | 621
| 621^5CTC | 621^5 | 621
| 621^5CTD | 621^5 | 621
| 621^PTP5 | 621^5 | 621
auto_sheet3_flags |  |  |  | 2015
| Plant.Code | plant_bo | bogen | missing.from.923 | unmapped_but_in_923 | unmapped | Orphan.Boiler | Boiler.Status | Boiler.ID.NotIn.Assoc | missingPlant.assoc | missingPlant.boilerDesignData.860 | missingPlant.generation.data.923 | missingPlant.boilerFuelData.923 | flag.CACT.missingPair | missing.bf.923 | flag.ST.missing.bf.923 | flag.ST.missing.bf.923.unmapped | flag_RPM | flag_floatingGen | flag_BoilerRetired | flag_Boiler.Status | flag_923bogenCTonly | flagFuelHeat | flag_STassoc_CT_CS_CA | flag_CSassociation | flagFH_no_NG_January | flagNG_no_FH_January | flagFuelHeat_January | flagFH_no_NG_February | flagNG_no_FH_February | flagFuelHeat_February | flagFH_no_NG_March | flagNG_no_FH_March | flagFuelHeat_March | flagFH_no_NG_April | flagNG_no_FH_April | flagFuelHeat_April | flagFH_no_NG_May | flagNG_no_FH_May | flagFuelHeat_May | flagFH_no_NG_June | flagNG_no_FH_June | flagFuelHeat_June | flagFH_no_NG_July | flagNG_no_FH_July | flagFuelHeat_July | flagFH_no_NG_August | flagNG_no_FH_August | flagFuelHeat_August | flagFH_no_NG_September | flagNG_no_FH_September | flagFuelHeat_September | flagFH_no_NG_October | flagNG_no_FH_October | flagFuelHeat_October | flagFH_no_NG_November | flagNG_no_FH_November | flagFuelHeat_November | flagFH_no_NG_December | flagNG_no_FH_December | flagFuelHeat_December | flag_ManualPlant | flag_MisMatch
| 621 | 621^5CTA | 621^1.NonNuke | 0 | 0 | 0 | 0 | 0 | 1 | 0 | 0 | 0 | 0 | 0 | 0 | 0 | 0 | 0 | 0 | 0 | 0 | 0 | 0 | 0 | 0 | 0 | 0 | 0 | 0 | 0 | 0 | 0 | 0 | 0 | 0 | 0 | 0 | 0 | 0 | 0 | 0 | 0 | 0 | 0 | 0 | 0 | 0 | 0 | 0 | 0 | 0 | 0 | 0 | 0 | 0 | 0 | 0 | 0 | 0 | 0 | 0 | 0 | 1
| 621 | 621^5CTB | 621^1.NonNuke | 0 | 0 | 0 | 0 | 0 | 1 | 0 | 0 | 0 | 0 | 0 | 0 | 0 | 0 | 0 | 0 | 0 | 0 | 0 | 0 | 0 | 0 | 0 | 0 | 0 | 0 | 0 | 0 | 0 | 0 | 0 | 0 | 0 | 0 | 0 | 0 | 0 | 0 | 0 | 0 | 0 | 0 | 0 | 0 | 0 | 0 | 0 | 0 | 0 | 0 | 0 | 0 | 0 | 0 | 0 | 0 | 0 | 0 | 0 | 1
| 621 | 621^5CTC | 621^1.NonNuke | 0 | 0 | 0 | 0 | 0 | 1 | 0 | 0 | 0 | 0 | 0 | 0 | 0 | 0 | 0 | 0 | 0 | 0 | 0 | 0 | 0 | 0 | 0 | 0 | 0 | 0 | 0 | 0 | 0 | 0 | 0 | 0 | 0 | 0 | 0 | 0 | 0 | 0 | 0 | 0 | 0 | 0 | 0 | 0 | 0 | 0 | 0 | 0 | 0 | 0 | 0 | 0 | 0 | 0 | 0 | 0 | 0 | 0 | 0 | 1
| 621 | 621^5CTD | 621^1.NonNuke | 0 | 0 | 0 | 0 | 0 | 1 | 0 | 0 | 0 | 0 | 0 | 0 | 0 | 0 | 0 | 0 | 0 | 0 | 0 | 0 | 0 | 0 | 0 | 0 | 0 | 0 | 0 | 0 | 0 | 0 | 0 | 0 | 0 | 0 | 0 | 0 | 0 | 0 | 0 | 0 | 0 | 0 | 0 | 0 | 0 | 0 | 0 | 0 | 0 | 0 | 0 | 0 | 0 | 0 | 0 | 0 | 0 | 0 | 0 | 1
| 621 | 621^PTP1 | 621^4.NonNuke | 0 | 0 | 0 | 0 | 0 | 0 | 0 | 0 | 0 | 0 | 0 | 0 | 0 | 0 | 0 | 0 | 0 | 0 | 0 | 0 | 0 | 0 | 0 | 0 | 0 | 0 | 0 | 0 | 0 | 0 | 0 | 0 | 0 | 0 | 0 | 0 | 0 | 0 | 0 | 0 | 0 | 0 | 0 | 0 | 0 | 0 | 0 | 0 | 0 | 0 | 0 | 0 | 0 | 0 | 0 | 0 | 0 | 0 | 0 | 1
| 621 | 621^PTP2 | 621^5.NonNuke | 0 | 0 | 0 | 0 | 0 | 0 | 0 | 0 | 0 | 0 | 0 | 0 | 0 | 0 | 0 | 0 | 0 | 0 | 0 | 0 | 0 | 0 | 0 | 0 | 0 | 0 | 0 | 0 | 0 | 0 | 0 | 0 | 0 | 0 | 0 | 0 | 0 | 0 | 0 | 0 | 0 | 0 | 0 | 0 | 0 | 0 | 0 | 0 | 0 | 0 | 0 | 0 | 0 | 0 | 0 | 0 | 0 | 0 | 0 | 1
| 621 | 621^PTP5 | 621^1.NonNuke | 0 | 0 | 0 | 0 | 0 | 0 | 0 | 0 | 0 | 0 | 0 | 0 | 0 | 0 | 0 | 0 | 0 | 0 | 0 | 0 | 0 | 0 | 0 | 0 | 0 | 0 | 0 | 0 | 0 | 0 | 0 | 0 | 0 | 0 | 0 | 0 | 0 | 0 | 0 | 0 | 0 | 0 | 0 | 0 | 0 | 0 | 0 | 0 | 0 | 0 | 0 | 0 | 0 | 0 | 0 | 0 | 0 | 0 | 0 | 1
auto_sheet3_key |  |  |  | 2015
manualBogenEdit | Plant.Code | bogen | Boiler.ID | Unit.Code | bga.source | Boiler.ID.Total.Fuel.Heat.January | PlantLine.Total.Fuel.Heat.January | flagNG_no_FH_January | flagFH_no_NG_January | flagFuelHeat_January | Boiler.ID.Total.Fuel.Heat.February | PlantLine.Total.Fuel.Heat.February | flagNG_no_FH_February | flagFH_no_NG_February | flagFuelHeat_February | Boiler.ID.Total.Fuel.Heat.March | PlantLine.Total.Fuel.Heat.March | flagNG_no_FH_March | flagFH_no_NG_March | flagFuelHeat_March | Boiler.ID.Total.Fuel.Heat.April | PlantLine.Total.Fuel.Heat.April | flagNG_no_FH_April | flagFH_no_NG_April | flagFuelHeat_April | Boiler.ID.Total.Fuel.Heat.May | PlantLine.Total.Fuel.Heat.May | flagNG_no_FH_May | flagFH_no_NG_May | flagFuelHeat_May | Boiler.ID.Total.Fuel.Heat.June | PlantLine.Total.Fuel.Heat.June | flagNG_no_FH_June | flagFH_no_NG_June | flagFuelHeat_June | Boiler.ID.Total.Fuel.Heat.July | PlantLine.Total.Fuel.Heat.July | flagNG_no_FH_July | flagFH_no_NG_July | flagFuelHeat_July | Boiler.ID.Total.Fuel.Heat.August | PlantLine.Total.Fuel.Heat.August | flagNG_no_FH_August | flagFH_no_NG_August | flagFuelHeat_August | Boiler.ID.Total.Fuel.Heat.September | PlantLine.Total.Fuel.Heat.September | flagNG_no_FH_September | flagFH_no_NG_September | flagFuelHeat_September | Boiler.ID.Total.Fuel.Heat.October | PlantLine.Total.Fuel.Heat.October | flagNG_no_FH_October | flagFH_no_NG_October | flagFuelHeat_October | Boiler.ID.Total.Fuel.Heat.November | PlantLine.Total.Fuel.Heat.November | flagNG_no_FH_November | flagFH_no_NG_November | flagFuelHeat_November | Boiler.ID.Total.Fuel.Heat.December | PlantLine.Total.Fuel.Heat.December | flagNG_no_FH_December | flagFH_no_NG_December | flagFuelHeat_December | missing.from.923 | flagBoiler.ID_assoc | orig_Boiler.ID_assoc | orig_Boiler.ID_bf.923 | flagBoiler.ID_bf.923 | missing.bf.923 | Reported.Prime.Mover_bf.923 | Reported.Prime.Mover_923 | Reported.Prime.Mover_860 | Reported.Fuel.Type.Code | Technology | Energy.Source.1 | unmapped_but_in_923 | unmapped | Orphan.Boiler | Boiler.Status | Boiler.Retirement.Year | Boiler.Retirement.Month | flag_BoilerRetired | flag_Boiler.Status | Boiler.ID.NotIn.Assoc | missingPlant.assoc | missingPlant.boilerDesignData.860 | missingPlant.generation.data.923 | missingPlant.boilerFuelData.923 | Reported.Prime.Mover_page1 | flag.ST.missing.bf.923 | flag.CACT.missingPair | flag_923bogenCTonly | flag.NGCC.badFuel | flag.ST.missing.bf.923.unmapped | flag_RPM | flag_floatingGen | flagFuelHeat | flag_STassoc_CT_CS_CA | flag_CSassociation | countFlags | YEAR | plant_bo | plant_bo_bf.923 | plant_bo_assoc | manualBogenEditFileName | manualBogenEditDateTime
0 | 621 | 621^1.NonNuke | 5CTA | G901 | eia860.org | 939068.438 |  | 0 | 0 | 0 | 781562.913 |  | 0 | 0 | 0 | 707931.75 |  | 0 | 0 | 0 | 1085360.081 |  | 0 | 0 | 0 | 1131497.178 |  | 0 | 0 | 0 | 1146359.984 |  | 0 | 0 | 0 | 1121484.176 |  | 0 | 0 | 0 | 1072732.297 |  | 0 | 0 | 0 | 1139001.984 |  | 0 | 0 | 0 | 1161157.087 |  | 0 | 0 | 0 | 1172071.252 |  | 0 | 0 | 0 | 890133.06 |  | 0 | 0 | 0 | FALSE |  |  | 5CTA | removeChar | FALSE | CT | CA | CA | NG | Natural Gas Fired Combined Cycle | NG | FALSE | FALSE | FALSE |  |  |  |  | 0 | 1 | FALSE | FALSE | FALSE | FALSE |  | 0 | FALSE | FALSE | 0 | 0 |  | 0 | 0 | 0 | 0 | 2 | 2015 | 621^5CTA | 621^5CTA | 621^NA
0 | 621 | 621^1.NonNuke | 5CTB | G901 | eia860.org | 1066049.443 |  | 0 | 0 | 0 | 848135.671 |  | 0 | 0 | 0 | 914416.877 |  | 0 | 0 | 0 | 1117761.481 |  | 0 | 0 | 0 | 1152771.346 |  | 0 | 0 | 0 | 1155520.88 |  | 0 | 0 | 0 | 1104706.75 |  | 0 | 0 | 0 | 1171224.754 |  | 0 | 0 | 0 | 1065984.992 |  | 0 | 0 | 0 | 1125993.248 |  | 0 | 0 | 0 | 1103204.96 |  | 0 | 0 | 0 | 769979.558 |  | 0 | 0 | 0 | FALSE |  |  | 5CTB | removeChar | FALSE | CT | CA | CA | DFO | Natural Gas Fired Combined Cycle | NG | FALSE | FALSE | FALSE |  |  |  |  | 0 | 1 | FALSE | FALSE | FALSE | FALSE |  | 0 | FALSE | FALSE | 0 | 0 |  | 0 | 0 | 0 | 0 | 2 | 2015 | 621^5CTB | 621^5CTB | 621^NA
0 | 621 | 621^1.NonNuke | 5CTC | G901 | eia860.org | 799418.67 |  | 0 | 0 | 0 | 843080.594 |  | 0 | 0 | 0 | 1022694.947 |  | 0 | 0 | 0 | 926741.463 |  | 0 | 0 | 0 | 1157622.894 |  | 0 | 0 | 0 | 1139985.376 |  | 0 | 0 | 0 | 1099331.249 |  | 0 | 0 | 0 | 1122062.758 |  | 0 | 0 | 0 | 1100354.493 |  | 0 | 0 | 0 | 1197433.464 |  | 0 | 0 | 0 | 1170252.092 |  | 0 | 0 | 0 | 874997.754 |  | 0 | 0 | 0 | FALSE |  |  | 5CTC | removeChar | FALSE | CT | CA | CA | DFO | Natural Gas Fired Combined Cycle | NG | FALSE | FALSE | FALSE |  |  |  |  | 0 | 1 | FALSE | FALSE | FALSE | FALSE |  | 0 | FALSE | FALSE | 0 | 0 |  | 0 | 0 | 0 | 0 | 2 | 2015 | 621^5CTC | 621^5CTC | 621^NA
0 | 621 | 621^1.NonNuke | 5CTD | G901 | eia860.org | 946001.968 |  | 0 | 0 | 0 | 891967.871 |  | 0 | 0 | 0 | 1163172.137 |  | 0 | 0 | 0 | 854698.435 |  | 0 | 0 | 0 | 1203726.316 |  | 0 | 0 | 0 | 1159369.042 |  | 0 | 0 | 0 | 1136136.172 |  | 0 | 0 | 0 | 1174443.615 |  | 0 | 0 | 0 | 1147145.128 |  | 0 | 0 | 0 | 1127420.254 |  | 0 | 0 | 0 | 1108858.306 |  | 0 | 0 | 0 | 886980.906 |  | 0 | 0 | 0 | FALSE |  |  | 5CTD | removeChar | FALSE | CT | CA | CA | DFO | Natural Gas Fired Combined Cycle | NG | FALSE | FALSE | FALSE |  |  |  |  | 0 | 1 | FALSE | FALSE | FALSE | FALSE |  | 0 | FALSE | FALSE | 0 | 0 |  | 0 | 0 | 0 | 0 | 2 | 2015 | 621^5CTD | 621^5CTD | 621^NA
0 | 621 | 621^4.NonNuke | PTP1 | none | eia860.org | 0 |  | 0 | 0 | 0 | 31477.11 |  | 0 | 0 | 0 | 76574.254 |  | 0 | 0 | 0 | 227683 |  | 0 | 0 | 0 | 441732.089 |  | 0 | 0 | 0 | 218824.815 |  | 0 | 0 | 0 | 291495.666 |  | 0 | 0 | 0 | 283055.914 |  | 0 | 0 | 0 | 182506.813 |  | 0 | 0 | 0 | 300432.241 |  | 0 | 0 | 0 | 528352.185 |  | 0 | 0 | 0 | 303639.266 |  | 0 | 0 | 0 | FALSE | removeChar | PTP1 | PTP1 | removeChar | FALSE | ST | ST | ST | NG | Natural Gas Steam Turbine | NG | FALSE | FALSE | FALSE | OP |  |  |  | 0 | 0 | FALSE | FALSE | FALSE | FALSE |  | 0 | FALSE | FALSE | 0 | 0 |  | 0 | 0 | 0 | 0 | 2 | 2015 | 621^PTP1 | 621^PTP1 | 621^PTP1
0 | 621 | 621^5.NonNuke | PTP2 | none | eia860.org | 0 |  | 0 | 0 | 0 | 0 |  | 0 | 0 | 0 | 0 |  | 0 | 0 | 0 | 0 |  | 0 | 0 | 0 | 0 |  | 0 | 0 | 0 | 0 |  | 0 | 0 | 0 | 0 |  | 0 | 0 | 0 | 0 |  | 0 | 0 | 0 | 0 |  | 0 | 0 | 0 | 0 |  | 0 | 0 | 0 | 0 |  | 0 | 0 | 0 | 0 |  | 0 | 0 | 0 | FALSE | removeChar | PTP2 | PTP2 | removeChar | FALSE | ST | ST | ST | NG | Petroleum Liquids | RFO | FALSE | FALSE | FALSE | OP |  |  |  | 0 | 0 | FALSE | FALSE | FALSE | FALSE |  | 0 | FALSE | FALSE | 0 | 0 |  | 0 | 0 | 0 | 0 | 2 | 2015 | 621^PTP2 | 621^PTP2 | 621^PTP2
0 | 621 | 621^1.NonNuke | PTP5 | G901 | eia860.org | 0 |  | 0 | 0 | 0 | 0 |  | 0 | 0 | 0 | 0 |  | 0 | 0 | 0 | 0 |  | 0 | 0 | 0 | 0 |  | 0 | 0 | 0 | 0 |  | 0 | 0 | 0 | 0 |  | 0 | 0 | 0 | 0 |  | 0 | 0 | 0 | 0 |  | 0 | 0 | 0 | 0 |  | 0 | 0 | 0 | 0 |  | 0 | 0 | 0 | 0 |  | 0 | 0 | 0 | FALSE | removeChar | PTP5 | PTP5 | removeChar | FALSE | CA | CA | CA | NG | Natural Gas Fired Combined Cycle | NG | FALSE | FALSE | FALSE | OP |  |  |  | 0 | 0 | FALSE | FALSE | FALSE | FALSE |  | 0 | FALSE | FALSE | 0 | 0 |  | 0 | 0 | 0 | 0 | 2 | 2015 | 621^PTP5 | 621^PTP5 | 621^PTP5
orig_sheet4_key |  |  |  | 2015
| plant_gen | bogen | Plant.Code
| 621^ST1 | 621^3 | 621
| 621^ST2 | 621^4 | 621
| 621^5CA | 621^5 | 621
| 621^5CTA | 621^5 | 621
| 621^5CTB | 621^5 | 621
| 621^5CTC | 621^5 | 621
| 621^5CTD | 621^5 | 621
auto_sheet4_flags |  |  |  | 2015
| Plant.Code | plant_gen | bogen | missing.from.923 | Generator.Status | Orphan.Generator | unmapped_but_in_923 | unmapped | missingPlant.assoc | missingPlant.generator.data.860 | missingPlant.generation.data.923 | flag.CACT.missingPair | missing.bf.923 | missing.generation.data | flag.ST.missing.bf.923 | flag.ST.missing.bf.923.unmapped | flag_RPM | flag_floatingGen | flag_GeneratorRetired | flag_Generator.Status | flag_923bogenCTonly | flagFuelHeat | flag_STassoc_CT_CS_CA | flag_CSassociation | flagNetGenWithoutFuelHeat | flagFuelHeatWithoutNetGen | flagFH_no_NG_January | flagNG_no_FH_January | flagFuelHeat_January | flagFH_no_NG_February | flagNG_no_FH_February | flagFuelHeat_February | flagFH_no_NG_March | flagNG_no_FH_March | flagFuelHeat_March | flagFH_no_NG_April | flagNG_no_FH_April | flagFuelHeat_April | flagFH_no_NG_May | flagNG_no_FH_May | flagFuelHeat_May | flagFH_no_NG_June | flagNG_no_FH_June | flagFuelHeat_June | flagFH_no_NG_July | flagNG_no_FH_July | flagFuelHeat_July | flagFH_no_NG_August | flagNG_no_FH_August | flagFuelHeat_August | flagFH_no_NG_September | flagNG_no_FH_September | flagFuelHeat_September | flagFH_no_NG_October | flagNG_no_FH_October | flagFuelHeat_October | flagFH_no_NG_November | flagNG_no_FH_November | flagFuelHeat_November | flagFH_no_NG_December | flagNG_no_FH_December | flagFuelHeat_December | flag_ManualPlant | flag_MisMatch
| 621 | 621^5CA | 621^1.NonNuke | 0 | 0 | 0 | 0 | 0 | 0 | 0 | 0 | 0 | 0 | 0 | 0 | 0 | 0 | 0 | 0 | 0 | 0 | 0 | 0 | 0 | 0 | 0 | 0 | 0 | 0 | 0 | 0 | 0 | 0 | 0 | 0 | 0 | 0 | 0 | 0 | 0 | 0 | 0 | 0 | 0 | 0 | 0 | 0 | 0 | 0 | 0 | 0 | 0 | 0 | 0 | 0 | 0 | 0 | 0 | 0 | 0 | 0 | 0 | 0 | 1
| 621 | 621^5CTA | 621^1.NonNuke | 0 | 0 | 0 | 0 | 0 | 0 | 0 | 0 | 0 | 0 | 0 | 0 | 0 | 0 | 0 | 0 | 0 | 0 | 0 | 0 | 0 | 0 | 0 | 0 | 0 | 0 | 0 | 0 | 0 | 0 | 0 | 0 | 0 | 0 | 0 | 0 | 0 | 0 | 0 | 0 | 0 | 0 | 0 | 0 | 0 | 0 | 0 | 0 | 0 | 0 | 0 | 0 | 0 | 0 | 0 | 0 | 0 | 0 | 0 | 0 | 1
| 621 | 621^5CTB | 621^1.NonNuke | 0 | 0 | 0 | 0 | 0 | 0 | 0 | 0 | 0 | 0 | 0 | 0 | 0 | 0 | 0 | 0 | 0 | 0 | 0 | 0 | 0 | 0 | 0 | 0 | 0 | 0 | 0 | 0 | 0 | 0 | 0 | 0 | 0 | 0 | 0 | 0 | 0 | 0 | 0 | 0 | 0 | 0 | 0 | 0 | 0 | 0 | 0 | 0 | 0 | 0 | 0 | 0 | 0 | 0 | 0 | 0 | 0 | 0 | 0 | 0 | 1
| 621 | 621^5CTC | 621^1.NonNuke | 0 | 0 | 0 | 0 | 0 | 0 | 0 | 0 | 0 | 0 | 0 | 0 | 0 | 0 | 0 | 0 | 0 | 0 | 0 | 0 | 0 | 0 | 0 | 0 | 0 | 0 | 0 | 0 | 0 | 0 | 0 | 0 | 0 | 0 | 0 | 0 | 0 | 0 | 0 | 0 | 0 | 0 | 0 | 0 | 0 | 0 | 0 | 0 | 0 | 0 | 0 | 0 | 0 | 0 | 0 | 0 | 0 | 0 | 0 | 0 | 1
| 621 | 621^5CTD | 621^1.NonNuke | 0 | 0 | 0 | 0 | 0 | 0 | 0 | 0 | 0 | 0 | 0 | 0 | 0 | 0 | 0 | 0 | 0 | 0 | 0 | 0 | 0 | 0 | 0 | 0 | 0 | 0 | 0 | 0 | 0 | 0 | 0 | 0 | 0 | 0 | 0 | 0 | 0 | 0 | 0 | 0 | 0 | 0 | 0 | 0 | 0 | 0 | 0 | 0 | 0 | 0 | 0 | 0 | 0 | 0 | 0 | 0 | 0 | 0 | 0 | 0 | 1
| 621 | 621^ST1 | 621^4.NonNuke | 0 | 0 | 0 | 0 | 0 | 0 | 0 | 0 | 0 | 0 | 0 | 0 | 0 | 0 | 0 | 0 | 0 | 0 | 0 | 0 | 0 | 0 | 0 | 0 | 0 | 0 | 0 | 0 | 0 | 0 | 0 | 0 | 0 | 0 | 0 | 0 | 0 | 0 | 0 | 0 | 0 | 0 | 0 | 0 | 0 | 0 | 0 | 0 | 0 | 0 | 0 | 0 | 0 | 0 | 0 | 0 | 0 | 0 | 0 | 0 | 1
| 621 | 621^ST2 | 621^5.NonNuke | 0 | 0 | 0 | 0 | 0 | 0 | 0 | 0 | 0 | 0 | 0 | 0 | 0 | 0 | 0 | 0 | 0 | 0 | 0 | 0 | 0 | 0 | 0 | 0 | 0 | 0 | 0 | 0 | 0 | 0 | 0 | 0 | 0 | 0 | 0 | 0 | 0 | 0 | 0 | 0 | 0 | 0 | 0 | 0 | 0 | 0 | 0 | 0 | 0 | 0 | 0 | 0 | 0 | 0 | 0 | 0 | 0 | 0 | 0 | 0 | 1
auto_sheet4_key |  |  |  | 2015
manualBogenEdit | Plant.Code | Generator.ID | bogen | Unit.Code | bga.source | Net.Generation.mwh | Generator.ID.Total.Net.Generation.January | PlantLine.Total.Fuel.Heat.January | PlantLine.Total.Net.Generation.January | flagNG_no_FH_January | flagFH_no_NG_January | flagFuelHeat_January | Generator.ID.Total.Net.Generation.February | PlantLine.Total.Fuel.Heat.February | PlantLine.Total.Net.Generation.February | flagNG_no_FH_February | flagFH_no_NG_February | flagFuelHeat_February | Generator.ID.Total.Net.Generation.March | PlantLine.Total.Fuel.Heat.March | PlantLine.Total.Net.Generation.March | flagNG_no_FH_March | flagFH_no_NG_March | flagFuelHeat_March | Generator.ID.Total.Net.Generation.April | PlantLine.Total.Fuel.Heat.April | PlantLine.Total.Net.Generation.April | flagNG_no_FH_April | flagFH_no_NG_April | flagFuelHeat_April | Generator.ID.Total.Net.Generation.May | PlantLine.Total.Fuel.Heat.May | PlantLine.Total.Net.Generation.May | flagNG_no_FH_May | flagFH_no_NG_May | flagFuelHeat_May | Generator.ID.Total.Net.Generation.June | PlantLine.Total.Fuel.Heat.June | PlantLine.Total.Net.Generation.June | flagNG_no_FH_June | flagFH_no_NG_June | flagFuelHeat_June | Generator.ID.Total.Net.Generation.July | PlantLine.Total.Fuel.Heat.July | PlantLine.Total.Net.Generation.July | flagNG_no_FH_July | flagFH_no_NG_July | flagFuelHeat_July | Generator.ID.Total.Net.Generation.August | PlantLine.Total.Fuel.Heat.August | PlantLine.Total.Net.Generation.August | flagNG_no_FH_August | flagFH_no_NG_August | flagFuelHeat_August | Generator.ID.Total.Net.Generation.September | PlantLine.Total.Fuel.Heat.September | PlantLine.Total.Net.Generation.September | flagNG_no_FH_September | flagFH_no_NG_September | flagFuelHeat_September | Generator.ID.Total.Net.Generation.October | PlantLine.Total.Fuel.Heat.October | PlantLine.Total.Net.Generation.October | flagNG_no_FH_October | flagFH_no_NG_October | flagFuelHeat_October | Generator.ID.Total.Net.Generation.November | PlantLine.Total.Fuel.Heat.November | PlantLine.Total.Net.Generation.November | flagNG_no_FH_November | flagFH_no_NG_November | flagFuelHeat_November | Generator.ID.Total.Net.Generation.December | PlantLine.Total.Fuel.Heat.December | PlantLine.Total.Net.Generation.December | flagNG_no_FH_December | flagFH_no_NG_December | flagFuelHeat_December | missing.from.923 | orig_Generator.ID_923 | flagGenerator.ID_923 | orig_Generator.ID_860 | flagGenerator.ID_860 | flagGenerator.ID_assoc | orig_Generator.ID_assoc | missing.bf.923 | Reported.Prime.Mover_bf.923 | Reported.Prime.Mover_923 | Reported.Prime.Mover_860 | Reported.Fuel.Type.Code | Technology | Energy.Source.1 | Generator.Status | Orphan.Generator | unmapped_but_in_923 | unmapped | flag_Generator.Status | Generator.Retirement.Year | Generator.Retirement.Month | flag_GeneratorRetired | missingPlant.assoc | missingPlant.generator.data.860 | missingPlant.generation.data.923 | Reported.Prime.Mover_page1 | flag.ST.missing.bf.923 | flag.CACT.missingPair | flag_923bogenCTonly | flag.NGCC.badFuel | flag.ST.missing.bf.923.unmapped | flag_RPM | flag_floatingGen | flagNetGenWithoutFuelHeat | flagFuelHeatWithoutNetGen | flagFuelHeat | flag_STassoc_CT_CS_CA | flag_CSassociation | countFlags | YEAR | plant_gen | plant_gen.923 | plant_gen.860 | plant_gen_assoc | missing.generation.data | manualBogenEditFileName | manualBogenEditDateTime
0 | 621 | 5CA | 621^1.NonNuke | G901 | eia860.org | 2758593 | 196501 |  |  | 0 | 0 | 0 | 177396 |  |  | 0 | 0 | 0 | 204416 |  |  | 0 | 0 | 0 | 221621 |  |  | 0 | 0 | 0 | 257182 |  |  | 0 | 0 | 0 | 258720 |  |  | 0 | 0 | 0 | 249154 |  |  | 0 | 0 | 0 | 255640 |  |  | 0 | 0 | 0 | 251118 |  |  | 0 | 0 | 0 | 252362 |  |  | 0 | 0 | 0 | 251604 |  |  | 0 | 0 | 0 | 182879 |  |  | 0 | 0 | 0 | FALSE | 5CA | removeChar | 5CA | removeChar | removeChar | 5CA | FALSE | CT | CA | CA | NG | Natural Gas Fired Combined Cycle | NG | OP | FALSE | FALSE | FALSE | 0 |  |  |  | FALSE | FALSE | FALSE |  | 0 | FALSE | FALSE | 0 | 0 |  | 0 | 0 | 0 | 0 | 0 | 0 | 2 | 2015 | 621^5CA | 621^5CA | 621^5CA | 621^5CA | FALSE
0 | 621 | 5CTA | 621^1.NonNuke | G901 | string_assn | 1072824 | 82452 |  |  | 0 | 0 | 0 | 67623 |  |  | 0 | 0 | 0 | 61446 |  |  | 0 | 0 | 0 | 92121 |  |  | 0 | 0 | 0 | 97367 |  |  | 0 | 0 | 0 | 98900 |  |  | 0 | 0 | 0 | 97195 |  |  | 0 | 0 | 0 | 92442 |  |  | 0 | 0 | 0 | 98450 |  |  | 0 | 0 | 0 | 104151 |  |  | 0 | 0 | 0 | 103488 |  |  | 0 | 0 | 0 | 77189 |  |  | 0 | 0 | 0 | FALSE | 5CTA | removeChar | 5CTA | removeChar |  |  | FALSE | CT | CT | CT | DFO | Natural Gas Fired Combined Cycle | NG | OP | FALSE | FALSE | FALSE | 0 |  |  |  | FALSE | FALSE | FALSE |  | 0 | FALSE | FALSE | 0 | 0 |  | 0 | 0 | 0 | 0 | 0 | 0 | 2 | 2015 | 621^5CTA | 621^5CTA | 621^5CTA | 621^NA | FALSE
0 | 621 | 5CTB | 621^1.NonNuke | G901 | string_assn | 1094096 | 93601 |  |  | 0 | 0 | 0 | 73382 |  |  | 0 | 0 | 0 | 79368 |  |  | 0 | 0 | 0 | 94872 |  |  | 0 | 0 | 0 | 99198 |  |  | 0 | 0 | 0 | 99690 |  |  | 0 | 0 | 0 | 95742 |  |  | 0 | 0 | 0 | 100930 |  |  | 0 | 0 | 0 | 92139 |  |  | 0 | 0 | 0 | 100997 |  |  | 0 | 0 | 0 | 97407 |  |  | 0 | 0 | 0 | 66770 |  |  | 0 | 0 | 0 | FALSE | 5CTB | removeChar | 5CTB | removeChar |  |  | FALSE | CT | CT | CT | NG | Natural Gas Fired Combined Cycle | NG | OP | FALSE | FALSE | FALSE | 0 |  |  |  | FALSE | FALSE | FALSE |  | 0 | FALSE | FALSE | 0 | 0 |  | 0 | 0 | 0 | 0 | 0 | 0 | 2 | 2015 | 621^5CTB | 621^5CTB | 621^5CTB | 621^NA | FALSE
0 | 621 | 5CTC | 621^1.NonNuke | G901 | string_assn | 1082213 | 70191 |  |  | 0 | 0 | 0 | 72945 |  |  | 0 | 0 | 0 | 88767 |  |  | 0 | 0 | 0 | 78658 |  |  | 0 | 0 | 0 | 99616 |  |  | 0 | 0 | 0 | 98350 |  |  | 0 | 0 | 0 | 95276 |  |  | 0 | 0 | 0 | 96693 |  |  | 0 | 0 | 0 | 95109 |  |  | 0 | 0 | 0 | 107404 |  |  | 0 | 0 | 0 | 103327 |  |  | 0 | 0 | 0 | 75877 |  |  | 0 | 0 | 0 | FALSE | 5CTC | removeChar | 5CTC | removeChar |  |  | FALSE | CT | CT | CT | DFO | Natural Gas Fired Combined Cycle | NG | OP | FALSE | FALSE | FALSE | 0 |  |  |  | FALSE | FALSE | FALSE |  | 0 | FALSE | FALSE | 0 | 0 |  | 0 | 0 | 0 | 0 | 0 | 0 | 2 | 2015 | 621^5CTC | 621^5CTC | 621^5CTC | 621^NA | FALSE
0 | 621 | 5CTD | 621^1.NonNuke | G901 | string_assn | 1112116 | 83061 |  |  | 0 | 0 | 0 | 77175 |  |  | 0 | 0 | 0 | 100959 |  |  | 0 | 0 | 0 | 72544 |  |  | 0 | 0 | 0 | 103583 |  |  | 0 | 0 | 0 | 100022 |  |  | 0 | 0 | 0 | 98465 |  |  | 0 | 0 | 0 | 101207 |  |  | 0 | 0 | 0 | 99154 |  |  | 0 | 0 | 0 | 101124 |  |  | 0 | 0 | 0 | 97906 |  |  | 0 | 0 | 0 | 76916 |  |  | 0 | 0 | 0 | FALSE | 5CTD | removeChar | 5CTD | removeChar |  |  | FALSE | CT | CT | CT | NG | Natural Gas Fired Combined Cycle | NG | OP | FALSE | FALSE | FALSE | 0 |  |  |  | FALSE | FALSE | FALSE |  | 0 | FALSE | FALSE | 0 | 0 |  | 0 | 0 | 0 | 0 | 0 | 0 | 2 | 2015 | 621^5CTD | 621^5CTD | 621^5CTD | 621^NA | FALSE
0 | 621 | ST1 | 621^4.NonNuke | none | eia860.org | 171362 | -854 |  |  | 0 | 0 | 0 | 586 |  |  | 0 | 0 | 0 | 2291 |  |  | 0 | 0 | 0 | 16298 |  |  | 0 | 0 | 0 | 30374 |  |  | 0 | 0 | 0 | 9930 |  |  | 0 | 0 | 0 | 14475 |  |  | 0 | 0 | 0 | 13890 |  |  | 0 | 0 | 0 | 6333 |  |  | 0 | 0 | 0 | 15158 |  |  | 0 | 0 | 0 | 41558 |  |  | 0 | 0 | 0 | 21323 |  |  | 0 | 0 | 0 | FALSE | ST1 | removeChar | ST1 | removeChar | removeChar | ST1 | FALSE | ST | ST | ST | NG | Natural Gas Steam Turbine | NG | OP | FALSE | FALSE | FALSE | 0 |  |  |  | FALSE | FALSE | FALSE |  | 0 | FALSE | FALSE | 0 | 0 |  | 0 | 0 | 0 | 0 | 0 | 0 | 2 | 2015 | 621^ST1 | 621^ST1 | 621^ST1 | 621^ST1 | FALSE
0 | 621 | ST2 | 621^5.NonNuke | none | eia860.org | 0 | 0 |  |  | 0 | 0 | 0 | 0 |  |  | 0 | 0 | 0 | 0 |  |  | 0 | 0 | 0 | 0 |  |  | 0 | 0 | 0 | 0 |  |  | 0 | 0 | 0 | 0 |  |  | 0 | 0 | 0 | 0 |  |  | 0 | 0 | 0 | 0 |  |  | 0 | 0 | 0 | 0 |  |  | 0 | 0 | 0 | 0 |  |  | 0 | 0 | 0 | 0 |  |  | 0 | 0 | 0 | 0 |  |  | 0 | 0 | 0 | FALSE | ST2 | removeChar | ST2 | removeChar | removeChar | ST2 | FALSE | ST | ST | ST | NG | Petroleum Liquids | RFO | OP | FALSE | FALSE | FALSE | 0 |  |  |  | FALSE | FALSE | FALSE |  | 0 | FALSE | FALSE | 0 | 0 |  | 0 | 0 | 0 | 0 | 0 | 0 | 2 | 2015 | 621^ST2 | 621^ST2 | 621^ST2 | 621^ST2 | FALSE
EIA_associationTable |  |  |  | 2015
| Utility.ID | Utility.Name | Plant.Code | Plant.Name | Boiler.ID | Generator.ID | Steam.Plant.Type
| 6452 | Florida Power & Light Co | 621 | Turkey Point | NSS3 | 3 | 1
| 6452 | Florida Power & Light Co | 621 | Turkey Point | NSS4 | 4 | 1
| 6452 | Florida Power & Light Co | 621 | Turkey Point | PTP5 | 5CA | 1
| 6452 | Florida Power & Light Co | 621 | Turkey Point | PTP1 | ST1 | 1
| 6452 | Florida Power & Light Co | 621 | Turkey Point | PTP2 | ST2 | 1
generator.data.860 |  |  |  | 2015
| Utility.ID | Utility.Name | Plant.Code | Plant.Name | State | County | Generator.ID | Technology | Prime.Mover | Unit.Code | Ownership | Duct.Burners | Can.Bypass.Heat.Recovery.Steam.Generator. | RTO.ISO.LMP.Node.Designation | RTO.ISO.Location.Designation.for.Reporting.Wholesale.Sales.Data.to.FERC | Nameplate.Capacity..MW. | Nameplate.Power.Factor | Summer.Capacity..MW. | Winter.Capacity..MW. | Minimum.Load..MW. | Uprate.or.Derate.Completed.During.Year | Month.Uprate.or.Derate.Completed | Year.Uprate.or.Derate.Completed | Status | Synchronized.to.Transmission.Grid | Operating.Month | Operating.Year | Planned.Retirement.Month | Planned.Retirement.Year | Associated.with.Combined.Heat.and.Power.System | Sector.Name | Sector | Topping.or.Bottoming | Energy.Source.1 | Energy.Source.2 | Energy.Source.3 | Energy.Source.4 | Energy.Source.5 | Energy.Source.6 | Startup.Source.1 | Startup.Source.2 | Startup.Source.3 | Startup.Source.4 | Solid.Fuel.Gasification.System. | Carbon.Capture.Technology. | Turbines..Inverters..or.Hydrokinetic.Buoys | Time.from.Cold.Shutdown.to.Full.Load | Fluidized.Bed.Technology. | Pulverized.Coal.Technology. | Stoker.Technology. | Other.Combustion.Technology. | Subcritical.Technology. | Supercritical.Technology. | Ultrasupercritical.Technology. | Planned.Net.Summer.Capacity.Uprate..MW. | Planned.Net.Winter.Capacity.Uprate..MW. | Planned.Uprate.Month | Planned.Uprate.Year | Planned.Net.Summer.Capacity.Derate..MW. | Planned.Net.Winter.Capacity.Derate..MW. | Planned.Derate.Month | Planned.Derate.Year | Planned.New.Prime.Mover | Planned.Energy.Source.1 | Planned.New.Nameplate.Capacity..MW. | Planned.Repower.Month | Planned.Repower.Year | Other.Planned.Modifications. | Other.Modifications.Month | Other.Modifications.Year | Cofire.Fuels. | Switch.Between.Oil.and.Natural.Gas.
| 6452 | Florida Power & Light Co | 621 | Turkey Point | FL | Miami Dade | 3 | Nuclear | ST |  | S | X | X |  |  | 877.2 | 0.9 | 802 | 826 | 420 | N |  |  | OP | X | 12 | 1972 |  |  | N | Electric Utility | 1 | X | NUC | [9 empty] | N |  |  | OVER
| 6452 | Florida Power & Light Co | 621 | Turkey Point | FL | Miami Dade | 4 | Nuclear | ST |  | S | X | X |  |  | 760 | 0.9 | 802 | 826 | 424 | Y | 3 | 2013 | OP | X | 9 | 1973 |  |  | N | Electric Utility | 1 | X | NUC | [9 empty] | N |  |  | OVER
| 6452 | Florida Power & Light Co | 621 | Turkey Point | FL | Miami Dade | 5CA | Natural Gas Fired Combined Cycle | CA | G901 | S | N | X |  |  | 472 | 0.85 | 1148 | 1178 | 310 | N |  |  | OP | X | 5 | 2007 |  |  | N | Electric Utility | 1 | X | NG | [9 empty] | N |  |  | 12H | [23 empty] | N | Y
| 6452 | Florida Power & Light Co | 621 | Turkey Point | FL | Miami Dade | 5CTA | Natural Gas Fired Combined Cycle | CT | G901 | S | X | N |  |  | 188 | 0.85 |  |  | 310 | N |  |  | OP | X | 5 | 2007 |  |  | N | Electric Utility | 1 | X | NG | DFO | [8 empty] | N |  |  | 12H | [23 empty] | N | Y
| 6452 | Florida Power & Light Co | 621 | Turkey Point | FL | Miami Dade | 5CTB | Natural Gas Fired Combined Cycle | CT | G901 | S | X | N |  |  | 188 | 0.85 |  |  | 310 | N |  |  | OP | X | 5 | 2007 |  |  | N | Electric Utility | 1 | X | NG | DFO | [8 empty] | N |  |  | 12H | [23 empty] | N | Y
| 6452 | Florida Power & Light Co | 621 | Turkey Point | FL | Miami Dade | 5CTC | Natural Gas Fired Combined Cycle | CT | G901 | S | X | N |  |  | 188 | 0.85 |  |  | 310 | N |  |  | OP | X | 5 | 2007 |  |  | N | Electric Utility | 1 | X | NG | DFO | [8 empty] | N |  |  | 12H | [23 empty] | N | Y
| 6452 | Florida Power & Light Co | 621 | Turkey Point | FL | Miami Dade | 5CTD | Natural Gas Fired Combined Cycle | CT | G901 | S | X | N |  |  | 188 | 0.85 |  |  | 310 | N |  |  | OP | X | 5 | 2007 |  |  | N | Electric Utility | 1 | X | NG | DFO | [8 empty] | N |  |  | 12H | [23 empty] | N | Y
| 6452 | Florida Power & Light Co | 621 | Turkey Point | FL | Miami Dade | ST1 | Natural Gas Steam Turbine | ST |  | S | X | X |  |  | 402 | 0.85 | 396 | 398 | 90 | N |  |  | OP | X | 4 | 1967 |  |  | N | Electric Utility | 1 | X | NG | NG |  |  |  |  | RFO |  |  |  | N |  |  | OVER | [23 empty] | Y | Y
| 6452 | Florida Power & Light Co | 621 | Turkey Point | FL | Miami Dade | ST2 | Petroleum Liquids | ST |  | S | X | X |  |  | 402 | 0.85 | 392 | 394 | 90 | N |  |  | OP | X | 4 | 1968 |  |  | N | Electric Utility | 1 | X | RFO | NG |  |  |  |  | NG | [6 empty] | OVER | [23 empty] | Y | Y
retiredGenerators.860 |  |  |  | 2015
| Utility.ID | Utility.Name | Plant.Code | Plant.Name | State | County | Generator.ID | Technology | Prime.Mover | Unit.Code | Ownership | Duct.Burners | Can.Bypass.Heat.Recovery.Steam.Generator. | RTO.ISO.LMP.Node.Designation | RTO.ISO.Location.Designation.for.Reporting.Wholesale.Sales.Data.to.FERC | Nameplate.Capacity..MW. | Nameplate.Power.Factor | Summer.Capacity..MW. | Winter.Capacity..MW. | Minimum.Load..MW. | Uprate.or.Derate.Completed.During.Year | Month.Uprate.or.Derate.Completed | Year.Uprate.or.Derate.Completed | Status | Synchronized.to.Transmission.Grid | Operating.Month | Operating.Year | Retirement.Month | Retirement.Year | Associated.with.Combined.Heat.and.Power.System | Sector.Name | Sector | Topping.or.Bottoming | Energy.Source.1 | Energy.Source.2 | Energy.Source.3 | Energy.Source.4 | Energy.Source.5 | Energy.Source.6 | Startup.Source.1 | Startup.Source.2 | Startup.Source.3 | Startup.Source.4 | Solid.Fuel.Gasification.System. | Carbon.Capture.Technology. | Turbines..Inverters..or.Hydrokinetic.Buoys | Time.from.Cold.Shutdown.to.Full.Load | Fluidized.Bed.Technology. | Pulverized.Coal.Technology. | Stoker.Technology. | Other.Combustion.Technology. | Subcritical.Technology. | Supercritical.Technology. | Ultrasupercritical.Technology. | Cofire.Fuels. | Switch.Between.Oil.and.Natural.Gas.
| 6452 | Florida Power & Light Co | 621 | Turkey Point | FL | Miami Dade | IC1 | Petroleum Liquids | IC |  | S | X | X |  |  | 2.7 |  | 2.4 | 2.4 |  | N |  |  | RE | X | 4 | 1968 | 12 | 2009 | N | Electric Utility | 1 | X | DFO | [9 empty] | N
| 6452 | Florida Power & Light Co | 621 | Turkey Point | FL | Miami Dade | IC2 | Petroleum Liquids | IC |  | S | X | X |  |  | 2.7 |  | 2.4 | 2.4 |  | N |  |  | RE | X | 4 | 1968 | 12 | 2009 | N | Electric Utility | 1 | X | DFO | [9 empty] | N
| 6452 | Florida Power & Light Co | 621 | Turkey Point | FL | Miami Dade | IC3 | Petroleum Liquids | IC |  | S | X | X |  |  | 2.7 |  | 2.4 | 2.4 |  | N |  |  | RE | X | 4 | 1968 | 12 | 2009 | N | Electric Utility | 1 | X | DFO | [9 empty] | N
| 6452 | Florida Power & Light Co | 621 | Turkey Point | FL | Miami Dade | IC4 | Petroleum Liquids | IC |  | S | X | X |  |  | 2.7 |  | 2.4 | 2.4 |  | N |  |  | RE | X | 4 | 1968 | 12 | 2009 | N | Electric Utility | 1 | X | DFO | [9 empty] | N
| 6452 | Florida Power & Light Co | 621 | Turkey Point | FL | Miami Dade | IC5 | Petroleum Liquids | IC |  | S | X | X |  |  | 2.7 |  | 2.4 | 2.4 |  | N |  |  | RE | X | 4 | 1968 | 12 | 2009 | N | Electric Utility | 1 | X | DFO | [9 empty] | N
Boiler_InfoDesign_Parameters.860 |  |  |  | 2015
| Utility.ID | Utility.Name | Plant.Code | Plant.Name | State | Boiler.ID | Boiler.Status | Type.of.Boiler | Inservice.Month | Inservice.Year | Retirement.Month | Retirement.Year | Firing.Type.1 | Firing.Type.2 | Firing.Type.3 | Max.Steam.Flow..Thousand.Pounds.per.Hour. | Firing.Rate.Using.Coal..0.1.Tons.per.Hour. | Firing.Rate.Using.Petroleum..0.1.Barrels.per.Hour. | Firing.Rate.Using.Gas..0.1.MCF.per.Hour. | Firing.Rate.Using.Other.Fuels | Waste.Heat.Input..Million.BTU.per.Hour. | Primary.Fuel.1 | Primary.Fuel.2 | Primary.Fuel.3 | Primary.Fuel.4 | Turndown.Ratio | Efficiency.100..Load | Efficiency.50..Load | Air.Flow.100..Load..Cubic.Feet.per.Minute. | Wet.Dry.Bottom | Fly.Ash.Reinjection | Steam.Plant.Type | missingData
| 6452 | Florida Power & Light Co | 621 | Turkey Point | FL | NSS3 | OP | N | 5 | 2007 |  |  | OT |  |  | 10744 | [15 empty] | 1 | 2
| 6452 | Florida Power & Light Co | 621 | Turkey Point | FL | NSS4 | OP | N | 9 | 1973 |  |  | OT |  |  | 10744 | [15 empty] | 1 | 2
| 6452 | Florida Power & Light Co | 621 | Turkey Point | FL | PTP1 | OP | N | 4 | 1967 |  |  | WF |  |  | 2640 | 0 | 590 | 3786 | 0 |  | RFO | NG |  |  | 23.8 | 0.89 | 0.89 | 650000 |  | Y | 1 | 0
| 6452 | Florida Power & Light Co | 621 | Turkey Point | FL | PTP2 | OP | N | 4 | 1968 |  |  | WF |  |  | 2640 | 0 | 590 | 3786 | 0 |  | RFO | NG |  |  | 23.8 | 0.89 | 0.89 | 650000 |  | Y | 1 | 0
| 6452 | Florida Power & Light Co | 621 | Turkey Point | FL | PTP5 | OP | N | 5 | 2007 |  |  | DB |  |  | 601 |  |  | 1888.2 |  | 3135.6 | NG |  |  |  | 58.9 |  |  | 5379000 |  |  | 1 | 2
boilerFuelData_923 |  |  |  | 2015
| Plant.Code | Combined.Heat.And..Power.Plant | Plant.Name | Operator.Name | Operator.Id | Plant.State | Census.Region | NERC.Region | NAICS.Code | Sector.Number | Sector.Name | Boiler.ID | Reported.Prime.Mover | Reported.Fuel.Type.Code | Physical.Unit.Label | Quantity.Of.Fuel.Consumed.January | Quantity.Of.Fuel.Consumed.February | Quantity.Of.Fuel.Consumed.March | Quantity.Of.Fuel.Consumed.April | Quantity.Of.Fuel.Consumed.May | Quantity.Of.Fuel.Consumed.June | Quantity.Of.Fuel.Consumed.July | Quantity.Of.Fuel.Consumed.August | Quantity.Of.Fuel.Consumed.September | Quantity.Of.Fuel.Consumed.October | Quantity.Of.Fuel.Consumed.November | Quantity.Of.Fuel.Consumed.December | MMbtu.Per.Unit.January | MMbtu.Per.Unit.February | MMbtu.Per.Unit.March | MMbtu.Per.Unit.April | MMbtu.Per.Unit.May | MMbtu.Per.Unit.June | MMbtu.Per.Unit.July | MMbtu.Per.Unit.August | MMbtu.Per.Unit.September | MMbtu.Per.Unit.October | MMbtu.Per.Unit.November | MMbtu.Per.Unit.December | Sulfur.Content.January | Sulfur.Content.February | Sulfur.Content.March | Sulfur.Content.April | Sulfur.Content.May | Sulfur.Content.June | Sulfur.Content.July | Sulfur.Content.August | Sulfur.Content.September | Sulfur.Content.October | Sulfur.Content.November | Sulfur.Content.December | Ash.Content.January | Ash.Content.February | Ash.Content.March | Ash.Content.April | Ash.Content.May | Ash.Content.June | Ash.Content.July | Ash.Content.August | Ash.Content.September | Ash.Content.October | Ash.Content.November | Ash.Content.December | Total.Fuel.Consumption.Quantity | YEAR | missingData
| 621 | N | Turkey Point | Florida Power & Light Co | 6452 | FL | SAT | FRCC | 22 | 1 | Electric Utility | 5CTA | CT | DFO | barrels | 187 | 156 | 185 | 118 | 159 | 319 | 298 | 327 | 212 | 234 | 152 | 569 | 5.774 | 5.774 | 5.774 | 5.774 | 5.774 | 5.774 | 5.774 | 5.774 | 5.774 | 5.774 | 5.774 | 5.774 | 0.5 | 0.5 | 0.5 | 0.5 | 0.5 | 0.5 | 0.5 | 0.5 | 0.5 | 0.5 | 0.5 | 0.5 | 0 | 0 | 0 | 0 | 0 | 0 | 0 | 0 | 0 | 0 | 0 | 0 | 2916 | 2015 | 0
| 621 | N | Turkey Point | Florida Power & Light Co | 6452 | FL | SAT | FRCC | 22 | 1 | Electric Utility | 5CTA | CT | NG | Mcf | 916900 | 758661 | 688280 | 1062369 | 1100856 | 1118786 | 1094588 | 1048819 | 1114376 | 1135951 | 1145982 | 867757 | 1.023 | 1.029 | 1.027 | 1.021 | 1.027 | 1.023 | 1.023 | 1.021 | 1.021 | 1.021 | 1.022 | 1.022 | 0 | 0 | 0 | 0 | 0 | 0 | 0 | 0 | 0 | 0 | 0 | 0 | 0 | 0 | 0 | 0 | 0 | 0 | 0 | 0 | 0 | 0 | 0 | 0 | 12053325 | 2015 | 0
| 621 | N | Turkey Point | Florida Power & Light Co | 6452 | FL | SAT | FRCC | 22 | 1 | Electric Utility | 5CTC | CT | DFO | barrels | 159 | 169 | 267 | 101 | 162 | 317 | 292 | 342 | 205 | 242 | 152 | 559 | 5.774 | 5.774 | 5.774 | 5.774 | 5.774 | 5.774 | 5.774 | 5.774 | 5.774 | 5.774 | 5.774 | 5.774 | 0.5 | 0.5 | 0.5 | 0.5 | 0.5 | 0.5 | 0.5 | 0.5 | 0.5 | 0.5 | 0.5 | 0.5 | 0 | 0 | 0 | 0 | 0 | 0 | 0 | 0 | 0 | 0 | 0 | 0 | 2967 | 2015 | 0
| 621 | N | Turkey Point | Florida Power & Light Co | 6452 | FL | SAT | FRCC | 22 | 1 | Electric Utility | 5CTB | CT | DFO | barrels | 212 | 170 | 239 | 121 | 162 | 322 | 293 | 357 | 198 | 227 | 143 | 492 | 5.774 | 5.774 | 5.774 | 5.774 | 5.774 | 5.774 | 5.774 | 5.774 | 5.774 | 5.774 | 5.774 | 5.774 | 0.5 | 0.5 | 0.5 | 0.5 | 0.5 | 0.5 | 0.5 | 0.5 | 0.5 | 0.5 | 0.5 | 0.5 | 0 | 0 | 0 | 0 | 0 | 0 | 0 | 0 | 0 | 0 | 0 | 0 | 2936 | 2015 | 0
| 621 | N | Turkey Point | Florida Power & Light Co | 6452 | FL | SAT | FRCC | 22 | 1 | Electric Utility | 5CTD | CT | NG | Mcf | 923672 | 865831 | 1130883 | 836593 | 1171130 | 1131480 | 1108888 | 1148263 | 1122346 | 1102942 | 1084175 | 864684 | 1.023 | 1.029 | 1.027 | 1.021 | 1.027 | 1.023 | 1.023 | 1.021 | 1.021 | 1.021 | 1.022 | 1.022 | 0 | 0 | 0 | 0 | 0 | 0 | 0 | 0 | 0 | 0 | 0 | 0 | 0 | 0 | 0 | 0 | 0 | 0 | 0 | 0 | 0 | 0 | 0 | 0 | 12490887 | 2015 | 0
| 621 | N | Turkey Point | Florida Power & Light Co | 6452 | FL | SAT | FRCC | 22 | 1 | Electric Utility | 5CTC | CT | NG | Mcf | 780548 | 818372 | 994307 | 907109 | 1126278 | 1112566 | 1072967 | 1097050 | 1076563 | 1171436 | 1144202 | 853004 | 1.023 | 1.029 | 1.027 | 1.021 | 1.027 | 1.023 | 1.023 | 1.021 | 1.021 | 1.021 | 1.022 | 1.022 | 0 | 0 | 0 | 0 | 0 | 0 | 0 | 0 | 0 | 0 | 0 | 0 | 0 | 0 | 0 | 0 | 0 | 0 | 0 | 0 | 0 | 0 | 0 | 0 | 12154402 | 2015 | 0
| 621 | N | Turkey Point | Florida Power & Light Co | 6452 | FL | SAT | FRCC | 22 | 1 | Electric Utility | 5CTB | CT | NG | Mcf | 1040885 | 823279 | 889033 | 1094087 | 1121554 | 1127724 | 1078216 | 1145116 | 1042940 | 1101550 | 1078649 | 750625 | 1.023 | 1.029 | 1.027 | 1.021 | 1.027 | 1.023 | 1.023 | 1.021 | 1.021 | 1.021 | 1.022 | 1.022 | 0 | 0 | 0 | 0 | 0 | 0 | 0 | 0 | 0 | 0 | 0 | 0 | 0 | 0 | 0 | 0 | 0 | 0 | 0 | 0 | 0 | 0 | 0 | 0 | 12293658 | 2015 | 0
| 621 | N | Turkey Point | Florida Power & Light Co | 6452 | FL | SAT | FRCC | 22 | 1 | Electric Utility | PTP1 | ST | RFO | barrels | 0 | 0 | 57 | 0 | 673 | 0 | 0 | 0 | 0 | 7413 | 27015 | 0 | 0 | 0 | 6.29 | 0 | 6.29 | 0 | 0 | 0 | 0 | 6.333 | 6.295 | 0 | 0 | 0 | 1.87 | 0 | 0.69 | 0 | 0 | 0 | 0 | 0.83 | 0.59 | 0 | 0 | 0 | 0 | 0 | 0 | 0 | 0 | 0 | 0 | 0 | 0 | 0 | 35158 | 2015 | 0
| 621 | N | Turkey Point | Florida Power & Light Co | 6452 | FL | SAT | FRCC | 22 | 1 | Electric Utility | PTP1 | ST | NG | Mcf | 0 | 30590 | 74212 | 223000 | 425997 | 213905 | 284942 | 277234 | 178753 | 248272 | 350580 | 297103 | 0 | 1.029 | 1.027 | 1.021 | 1.027 | 1.023 | 1.023 | 1.021 | 1.021 | 1.021 | 1.022 | 1.022 | 0 | 0 | 0 | 0 | 0 | 0 | 0 | 0 | 0 | 0 | 0 | 0 | 0 | 0 | 0 | 0 | 0 | 0 | 0 | 0 | 0 | 0 | 0 | 0 | 2604588 | 2015 | 0
| 621 | N | Turkey Point | Florida Power & Light Co | 6452 | FL | SAT | FRCC | 22 | 1 | Electric Utility | PTP2 | ST | NG | Mcf | 0 | 0 | 0 | 0 | 0 | 0 | 0 | 0 | 0 | 0 | 0 | 0 | 0 | 0 | 0 | 0 | 0 | 0 | 0 | 0 | 0 | 0 | 0 | 0 | 0 | 0 | 0 | 0 | 0 | 0 | 0 | 0 | 0 | 0 | 0 | 0 | 0 | 0 | 0 | 0 | 0 | 0 | 0 | 0 | 0 | 0 | 0 | 0 | 0 | 2015 | 0
| 621 | N | Turkey Point | Florida Power & Light Co | 6452 | FL | SAT | FRCC | 22 | 1 | Electric Utility | 5CTD | CT | DFO | barrels | 188 | 178 | 304 | 93 | 169 | 323 | 302 | 358 | 213 | 228 | 144 | 567 | 5.774 | 5.774 | 5.774 | 5.774 | 5.774 | 5.774 | 5.774 | 5.774 | 5.774 | 5.774 | 5.774 | 5.774 | 0.5 | 0.5 | 0.5 | 0.5 | 0.5 | 0.5 | 0.5 | 0.5 | 0.5 | 0.5 | 0.5 | 0.5 | 0 | 0 | 0 | 0 | 0 | 0 | 0 | 0 | 0 | 0 | 0 | 0 | 3067 | 2015 | 0
| 621 | N | Turkey Point | Florida Power & Light Co | 6452 | FL | SAT | FRCC | 22 | 1 | Electric Utility | PTP2 | ST | RFO | barrels | 0 | 0 | 0 | 0 | 0 | 0 | 0 | 0 | 0 | 0 | 0 | 0 | 0 | 0 | 0 | 0 | 0 | 0 | 0 | 0 | 0 | 0 | 0 | 0 | 0 | 0 | 0 | 0 | 0 | 0 | 0 | 0 | 0 | 0 | 0 | 0 | 0 | 0 | 0 | 0 | 0 | 0 | 0 | 0 | 0 | 0 | 0 | 0 | 0 | 2015 | 0
| 621 | N | Turkey Point | Florida Power & Light Co | 6452 | FL | SAT | FRCC | 22 | 1 | Electric Utility | PTP5 | CA | NG | Mcf | 0 | 0 | 0 | 0 | 0 | 0 | 0 | 0 | 0 | 0 | 0 | 0 | 0 | 0 | 0 | 0 | 0 | 0 | 0 | 0 | 0 | 0 | 0 | 0 | 0 | 0 | 0 | 0 | 0 | 0 | 0 | 0 | 0 | 0 | 0 | 0 | 0 | 0 | 0 | 0 | 0 | 0 | 0 | 0 | 0 | 0 | 0 | 0 | 0 | 2015 | 0
generation.data.923 |  |  |  | 2015
| Plant.Code | Combined.Heat.And.Power.Plant | Plant.Name | Operator.Name | Operator.Id | Plant.State | Census.Region | NERC.Region | NAICS.Code | Sector.Number | Sector.Name | Generator.ID | Reported.Prime.Mover | Net.Generation.January | Net.Generation.February | Net.Generation.March | Net.Generation.April | Net.Generation.May | Net.Generation.June | Net.Generation.July | Net.Generation.August | Net.Generation.September | Net.Generation.October | Net.Generation.November | Net.Generation.December | Net.Generation.Year.To.Date | YEAR | missingData
| 621 | N | Turkey Point | Florida Power & Light Co | 6452 | FL | SAT | FRCC | 22 | 1 | Electric Utility | 5CTC | CT | 70191 | 72945 | 88767 | 78658 | 99616 | 98350 | 95276 | 96693 | 95109 | 107404 | 103327 | 75877 | 1082213 | 2015 | 0
| 621 | N | Turkey Point | Florida Power & Light Co | 6452 | FL | SAT | FRCC | 22 | 1 | Electric Utility | 5CA | CA | 196501 | 177396 | 204416 | 221621 | 257182 | 258720 | 249154 | 255640 | 251118 | 252362 | 251604 | 182879 | 2758593 | 2015 | 0
| 621 | N | Turkey Point | Florida Power & Light Co | 6452 | FL | SAT | FRCC | 22 | 1 | Electric Utility | 5CTD | CT | 83061 | 77175 | 100959 | 72544 | 103583 | 100022 | 98465 | 101207 | 99154 | 101124 | 97906 | 76916 | 1112116 | 2015 | 0
| 621 | N | Turkey Point | Florida Power & Light Co | 6452 | FL | SAT | FRCC | 22 | 1 | Electric Utility | ST1 | ST | -854 | 586 | 2291 | 16298 | 30374 | 9930 | 14475 | 13890 | 6333 | 15158 | 41558 | 21323 | 171362 | 2015 | 0
| 621 | N | Turkey Point | Florida Power & Light Co | 6452 | FL | SAT | FRCC | 22 | 1 | Electric Utility | 5CTB | CT | 93601 | 73382 | 79368 | 94872 | 99198 | 99690 | 95742 | 100930 | 92139 | 100997 | 97407 | 66770 | 1094096 | 2015 | 0
| 621 | N | Turkey Point | Florida Power & Light Co | 6452 | FL | SAT | FRCC | 22 | 1 | Electric Utility | ST2 | ST | 0 | 0 | 0 | 0 | 0 | 0 | 0 | 0 | 0 | 0 | 0 | 0 | 0 | 2015 | 0
| 621 | N | Turkey Point | Florida Power & Light Co | 6452 | FL | SAT | FRCC | 22 | 1 | Electric Utility | 5CTA | CT | 82452 | 67623 | 61446 | 92121 | 97367 | 98900 | 97195 | 92442 | 98450 | 104151 | 103488 | 77189 | 1072824 | 2015 | 0
page1GenFuelData.923 |  |  |  | 2015
| Plant.Code | Combined.Heat.And.Power.Plant | Nuclear.Unit.Id | Plant.Name | Operator.Name | Operator.Id | Plant.State | Census.Region | NERC.Region | Reserved | NAICS.Code | EIA.Sector.Number | Sector.Name | Reported.Prime.Mover | Reported.Fuel.Type.Code | AER.Fuel.Type.Code | Reserved.1 | Reserved.2 | Physical.Unit.Label | Quantity.January | Quantity.February | Quantity.March | Quantity.April | Quantity.May | Quantity.June | Quantity.July | Quantity.August | Quantity.September | Quantity.October | Quantity.November | Quantity.December | Elec_Quantity.January | Elec_Quantity.February | Elec_Quantity.March | Elec_Quantity.April | Elec_Quantity.May | Elec_Quantity.June | Elec_Quantity.July | Elec_Quantity.August | Elec_Quantity.September | Elec_Quantity.October | Elec_Quantity.November | Elec_Quantity.December | MMBtuPer_Unit.January | MMBtuPer_Unit.February | MMBtuPer_Unit.March | MMBtuPer_Unit.April | MMBtuPer_Unit.May | MMBtuPer_Unit.June | MMBtuPer_Unit.July | MMBtuPer_Unit.August | MMBtuPer_Unit.September | MMBtuPer_Unit.October | MMBtuPer_Unit.November | MMBtuPer_Unit.December | Tot_MMBtu.January | Tot_MMBtu.February | Tot_MMBtu.March | Tot_MMBtu.April | Tot_MMBtu.May | Tot_MMBtu.June | Tot_MMBtu.July | Tot_MMBtu.August | Tot_MMBtu.September | Tot_MMBtu.October | Tot_MMBtu.November | Tot_MMBtu.December | Elec_MMBtu.January | Elec_MMBtu.February | Elec_MMBtu.March | Elec_MMBtu.April | Elec_MMBtu.May | Elec_MMBtu.June | Elec_MMBtu.July | Elec_MMBtu.August | Elec_MMBtu.September | Elec_MMBtu.October | Elec_MMBtu.November | Elec_MMBtu.December | Netgen.January | Netgen.February | Netgen.March | Netgen.April | Netgen.May | Netgen.June | Netgen.July | Netgen.August | Netgen.September | Netgen.October | Netgen.November | Netgen.December | Total.Fuel.Consumption.Quantity | Electric.Fuel.Consumption.Quantity | Total.Fuel.Consumption.MMBtu | Elec.Fuel.Consumption.MMBtu | Net.Generation..Megawatthours. | YEAR | missingData
| 621 | N | . | Turkey Point | Florida Power & Light Co | 6452 | FL | SAT | FRCC |  | 22 | 1 | Electric Utility | CA | DFO | DFO |  |  | barrels | 0 | 0 | 0 | 0 | 0 | 0 | 0 | 0 | 0 | 0 | 0 | 0 | 0 | 0 | 0 | 0 | 0 | 0 | 0 | 0 | 0 | 0 | 0 | 0 | 0 | 0 | 0 | 0 | 0 | 0 | 0 | 0 | 0 | 0 | 0 | 0 | 0 | 0 | 0 | 0 | 0 | 0 | 0 | 0 | 0 | 0 | 0 | 0 | 0 | 0 | 0 | 0 | 0 | 0 | 0 | 0 | 0 | 0 | 0 | 0 | 225.677 | 204.872 | 308.385 | 139.058 | 208.411 | 415.893 | 382.091 | 449.926 | 269.639 | 294.145 | 188.518 | 674.835 | 0 | 0 | 0 | 0 | 3761.45 | 2015 | 0
| 621 | N | . | Turkey Point | Florida Power & Light Co | 6452 | FL | SAT | FRCC |  | 22 | 1 | Electric Utility | CA | NG | NG |  |  | mcf | 0 | 0 | 0 | 0 | 0 | 0 | 0 | 0 | 0 | 0 | 0 | 0 | 0 | 0 | 0 | 0 | 0 | 0 | 0 | 0 | 0 | 0 | 0 | 0 | 0 | 0 | 0 | 0 | 0 | 0 | 0 | 0 | 0 | 0 | 0 | 0 | 0 | 0 | 0 | 0 | 0 | 0 | 0 | 0 | 0 | 0 | 0 | 0 | 0 | 0 | 0 | 0 | 0 | 0 | 0 | 0 | 0 | 0 | 0 | 0 | 196275.32 | 177191.13 | 204107.62 | 221481.94 | 256973.59 | 258304.11 | 248771.91 | 255190.07 | 250848.36 | 252067.86 | 251415.48 | 182204.17 | 0 | 0 | 0 | 0 | 2754831.6 | 2015 | 0
| 621 | N | . | Turkey Point | Florida Power & Light Co | 6452 | FL | SAT | FRCC |  | 22 | 1 | Electric Utility | CT | DFO | DFO |  |  | barrels | 746 | 673 | 995 | 433 | 652 | 1281 | 1185 | 1384 | 828 | 931 | 591 | 2187 | 746 | 673 | 995 | 433 | 652 | 1281 | 1185 | 1384 | 828 | 931 | 591 | 2187 | 5.774 | 5.774 | 5.774 | 5.774 | 5.774 | 5.774 | 5.774 | 5.774 | 5.774 | 5.774 | 5.774 | 5.774 | 4307 | 3886 | 5745 | 2500 | 3765 | 7396 | 6842 | 7991 | 4781 | 5376 | 3412 | 12628 | 4307 | 3886 | 5745 | 2500 | 3765 | 7396 | 6842 | 7991 | 4781 | 5376 | 3412 | 12628 | 378.199 | 336.216 | 498.657 | 212.203 | 323.955 | 638.117 | 592.991 | 688.639 | 413.236 | 482.167 | 301.3 | 1095.034 | 11886 | 11886 | 68629 | 68629 | 5960.714 | 2015 | 0
| 621 | N | . | Turkey Point | Florida Power & Light Co | 6452 | FL | SAT | FRCC |  | 22 | 1 | Electric Utility | CT | NG | NG |  |  | mcf | 3662005 | 3266143 | 3702503 | 3900158 | 4519818 | 4490556 | 4354659 | 4439248 | 4356225 | 4511879 | 4453008 | 3336070 | 3662005 | 3266143 | 3702503 | 3900158 | 4519818 | 4490556 | 4354659 | 4439248 | 4356225 | 4511879 | 4453008 | 3336070 | 1.023 | 1.029 | 1.027 | 1.021 | 1.027 | 1.023 | 1.023 | 1.021 | 1.021 | 1.021 | 1.022 | 1.022 | 3746231 | 3360861 | 3802471 | 3982061 | 4641853 | 4593839 | 4454816 | 4532472 | 4447706 | 4606628 | 4550974 | 3409464 | 3746231 | 3360861 | 3802471 | 3982061 | 4641853 | 4593839 | 4454816 | 4532472 | 4447706 | 4606628 | 4550974 | 3409464 | 328926.8 | 290788.78 | 330041.34 | 337982.8 | 399440.05 | 396323.88 | 386085.01 | 390583.36 | 384438.76 | 413193.83 | 401826.7 | 295656.97 | 48992272 | 48992272 | 50129376 | 50129376 | 4355288.3 | 2015 | 0
| 621 | N | . | Turkey Point | Florida Power & Light Co | 6452 | FL | SAT | FRCC |  | 22 | 1 | Electric Utility | ST | NG | NG |  |  | mcf | 0 | 30590 | 74212 | 223000 | 425997 | 213905 | 284942 | 277234 | 178753 | 248272 | 350580 | 297103 | 0 | 30590 | 74212 | 223000 | 425997 | 213905 | 284942 | 277234 | 178753 | 248272 | 350580 | 297103 | 0 | 1.029 | 1.027 | 1.021 | 1.027 | 1.023 | 1.023 | 1.021 | 1.021 | 1.021 | 1.022 | 1.022 | 0 | 31477 | 76216 | 227683 | 437499 | 218825 | 291496 | 283056 | 182507 | 253486 | 358293 | 303639 | 0 | 31477 | 76216 | 227683 | 437499 | 218825 | 291496 | 283056 | 182507 | 253486 | 358293 | 303639 | -757.361 | 586 | 2280.273 | 16298 | 30082.922 | 9930 | 14475 | 13890 | 6333 | 12789.361 | 28181.828 | 21323 | 2604588 | 2604588 | 2664177 | 2664177 | 155412.02 | 2015 | 0
| 621 | N | 3 | Turkey Point | Florida Power & Light Co | 6452 | FL | SAT | FRCC |  | 22 | 1 | Electric Utility | ST | NUC | NUC |  |  |  | 0 | 0 | 0 | 0 | 0 | 0 | 0 | 0 | 0 | 0 | 0 | 0 | 0 | 0 | 0 | 0 | 0 | 0 | 0 | 0 | 0 | 0 | 0 | 0 | 0 | 0 | 0 | 0 | 0 | 0 | 0 | 0 | 0 | 0 | 0 | 0 | 6378868 | 5797302 | 5859206 | 5814904 | 5506200 | 6034470 | 6233840 | 6200488 | 6109582 | 3543182 | 0 | 5297187 | 6378868 | 5797302 | 5859206 | 5814904 | 5506200 | 6034470 | 6233840 | 6200488 | 6109582 | 3543182 | 0 | 5297187 | 609922 | 554315 | 560234 | 555998 | 526481 | 576992 | 596055 | 592866 | 584174 | 338785 | -3523 | 506496 | 0 | 0 | 62775229 | 62775229 | 5998795 | 2015 | 0
| 621 | N | 4 | Turkey Point | Florida Power & Light Co | 6452 | FL | SAT | FRCC |  | 22 | 1 | Electric Utility | ST | NUC | NUC |  |  |  | 0 | 0 | 0 | 0 | 0 | 0 | 0 | 0 | 0 | 0 | 0 | 0 | 0 | 0 | 0 | 0 | 0 | 0 | 0 | 0 | 0 | 0 | 0 | 0 | 0 | 0 | 0 | 0 | 0 | 0 | 0 | 0 | 0 | 0 | 0 | 0 | 6457275 | 5855347 | 6357899 | 6088603 | 4947696 | 6062352 | 6263176 | 6283256 | 6140320 | 6456177 | 6302197 | 6495700 | 6457275 | 5855347 | 6357899 | 6088603 | 4947696 | 6062352 | 6263176 | 6283256 | 6140320 | 6456177 | 6302197 | 6495700 | 617419 | 559865 | 607917 | 582168 | 473079 | 579658 | 598860 | 600780 | 587113 | 617314 | 602591 | 621093 | 0 | 0 | 73709998 | 73709998 | 7047857 | 2015 | 0
| 621 | N | . | Turkey Point | Florida Power & Light Co | 6452 | FL | SAT | FRCC |  | 22 | 1 | Electric Utility | ST | RFO | RFO |  |  | barrels | 0 | 0 | 57 | 0 | 673 | 0 | 0 | 0 | 0 | 7413 | 27015 | 0 | 0 | 0 | 57 | 0 | 673 | 0 | 0 | 0 | 0 | 7413 | 27015 | 0 | 0 | 0 | 6.29 | 0 | 6.29 | 0 | 0 | 0 | 0 | 6.333 | 6.295 | 0 | 0 | 0 | 359 | 0 | 4233 | 0 | 0 | 0 | 0 | 46947 | 170059 | 0 | 0 | 0 | 359 | 0 | 4233 | 0 | 0 | 0 | 0 | 46947 | 170059 | 0 | -96.639 | 0 | 10.727 | 0 | 291.078 | 0 | 0 | 0 | 0 | 2368.639 | 13376.172 | 0 | 35158 | 35158 | 221598 | 221598 | 15949.977 | 2015 | 0
FuelHeatByLine |  |  |  | 2015
| Plant.Code | Boiler.ID | bogen | Reported.Prime.Mover_bf.923 | Reported.Fuel.Type.Code | Fuel.Heat.January | Fuel.Heat.February | Fuel.Heat.March | Fuel.Heat.April | Fuel.Heat.May | Fuel.Heat.June | Fuel.Heat.July | Fuel.Heat.August | Fuel.Heat.September | Fuel.Heat.October | Fuel.Heat.November | Fuel.Heat.December | YEAR
| 621 | 5CTA | 621^1.NonNuke | CT | NG | 937988.7 | 780662.169 | 706863.56 | 1084678.749 | 1130579.112 | 1144518.078 | 1119763.524 | 1070844.199 | 1137777.896 | 1159805.971 | 1171193.604 | 886847.654 | 2015
| 621 | 5CTA | 621^1.NonNuke | CT | DFO | 1079.738 | 900.744 | 1068.19 | 681.332 | 918.066 | 1841.906 | 1720.652 | 1888.098 | 1224.088 | 1351.116 | 877.648 | 3285.406 | 2015
| 621 | 5CTB | 621^1.NonNuke | CT | DFO | 1224.088 | 981.58 | 1379.986 | 698.654 | 935.388 | 1859.228 | 1691.782 | 2061.318 | 1143.252 | 1310.698 | 825.682 | 2840.808 | 2015
| 621 | 5CTB | 621^1.NonNuke | CT | NG | 1064825.355 | 847154.091 | 913036.891 | 1117062.827 | 1151835.958 | 1153661.652 | 1103014.968 | 1169163.436 | 1064841.74 | 1124682.55 | 1102379.278 | 767138.75 | 2015
| 621 | 5CTC | 621^1.NonNuke | CT | NG | 798500.604 | 842104.788 | 1021153.289 | 926158.289 | 1156687.506 | 1138155.018 | 1097645.241 | 1120088.05 | 1099170.823 | 1196036.156 | 1169374.444 | 871770.088 | 2015
| 621 | 5CTC | 621^1.NonNuke | CT | DFO | 918.066 | 975.806 | 1541.658 | 583.174 | 935.388 | 1830.358 | 1686.008 | 1974.708 | 1183.67 | 1397.308 | 877.648 | 3227.666 | 2015
| 621 | 5CTD | 621^1.NonNuke | CT | DFO | 1085.512 | 1027.772 | 1755.296 | 536.982 | 975.806 | 1865.002 | 1743.748 | 2067.092 | 1229.862 | 1316.472 | 831.456 | 3273.858 | 2015
| 621 | 5CTD | 621^1.NonNuke | CT | NG | 944916.456 | 890940.099 | 1161416.841 | 854161.453 | 1202750.51 | 1157504.04 | 1134392.424 | 1172376.523 | 1145915.266 | 1126103.782 | 1108026.85 | 883707.048 | 2015
| 621 | PTP1 | 621^4.NonNuke | ST | NG | 0 | 31477.11 | 76215.724 | 227683 | 437498.919 | 218824.815 | 291495.666 | 283055.914 | 182506.813 | 253485.712 | 358292.76 | 303639.266 | 2015
| 621 | PTP1 | 621^4.NonNuke | ST | RFO | 0 | 0 | 358.53 | 0 | 4233.17 | 0 | 0 | 0 | 0 | 46946.529 | 170059.425 | 0 | 2015
| 621 | PTP2 | 621^5.NonNuke | ST | NG | 0 | 0 | 0 | 0 | 0 | 0 | 0 | 0 | 0 | 0 | 0 | 0 | 2015
| 621 | PTP2 | 621^5.NonNuke | ST | RFO | 0 | 0 | 0 | 0 | 0 | 0 | 0 | 0 | 0 | 0 | 0 | 0 | 2015
| 621 | PTP5 | 621^1.NonNuke | CA | NG | 0 | 0 | 0 | 0 | 0 | 0 | 0 | 0 | 0 | 0 | 0 | 0 | 2015
NetGenByLine |  |  |  | 2015
| Plant.Code | Generator.ID | bogen | Reported.Prime.Mover | Net.Generation.Year.To.Date | Net.Generation.January | Net.Generation.February | Net.Generation.March | Net.Generation.April | Net.Generation.May | Net.Generation.June | Net.Generation.July | Net.Generation.August | Net.Generation.September | Net.Generation.October | Net.Generation.November | Net.Generation.December | YEAR
| 621 | 5CA | 621^1.NonNuke | CA | 2758593 | 196501 | 177396 | 204416 | 221621 | 257182 | 258720 | 249154 | 255640 | 251118 | 252362 | 251604 | 182879 | 2015
| 621 | 5CTA | 621^1.NonNuke | CT | 1072824 | 82452 | 67623 | 61446 | 92121 | 97367 | 98900 | 97195 | 92442 | 98450 | 104151 | 103488 | 77189 | 2015
| 621 | 5CTB | 621^1.NonNuke | CT | 1094096 | 93601 | 73382 | 79368 | 94872 | 99198 | 99690 | 95742 | 100930 | 92139 | 100997 | 97407 | 66770 | 2015
| 621 | 5CTC | 621^1.NonNuke | CT | 1082213 | 70191 | 72945 | 88767 | 78658 | 99616 | 98350 | 95276 | 96693 | 95109 | 107404 | 103327 | 75877 | 2015
| 621 | 5CTD | 621^1.NonNuke | CT | 1112116 | 83061 | 77175 | 100959 | 72544 | 103583 | 100022 | 98465 | 101207 | 99154 | 101124 | 97906 | 76916 | 2015
| 621 | ST1 | 621^4.NonNuke | ST | 171362 | -854 | 586 | 2291 | 16298 | 30374 | 9930 | 14475 | 13890 | 6333 | 15158 | 41558 | 21323 | 2015
| 621 | ST2 | 621^5.NonNuke | ST | 0 | 0 | 0 | 0 | 0 | 0 | 0 | 0 | 0 | 0 | 0 | 0 | 0 | 2015
FuelHeatByBoilerID |  |  |  | 2015
| Plant.Code | Boiler.ID | bogen | Reported.Prime.Mover_bf.923 | flagFuelHeat | Boiler.ID.Total.Fuel.Heat.January | Boiler.ID.Total.Fuel.Heat.February | Boiler.ID.Total.Fuel.Heat.March | Boiler.ID.Total.Fuel.Heat.April | Boiler.ID.Total.Fuel.Heat.May | Boiler.ID.Total.Fuel.Heat.June | Boiler.ID.Total.Fuel.Heat.July | Boiler.ID.Total.Fuel.Heat.August | Boiler.ID.Total.Fuel.Heat.September | Boiler.ID.Total.Fuel.Heat.October | Boiler.ID.Total.Fuel.Heat.November | Boiler.ID.Total.Fuel.Heat.December | YEAR
| 621 | 5CTA | 621^1.NonNuke | CT | 0 | 939068.438 | 781562.913 | 707931.75 | 1085360.081 | 1131497.178 | 1146359.984 | 1121484.176 | 1072732.297 | 1139001.984 | 1161157.087 | 1172071.252 | 890133.06 | 2015
| 621 | 5CTB | 621^1.NonNuke | CT | 0 | 1066049.443 | 848135.671 | 914416.877 | 1117761.481 | 1152771.346 | 1155520.88 | 1104706.75 | 1171224.754 | 1065984.992 | 1125993.248 | 1103204.96 | 769979.558 | 2015
| 621 | 5CTC | 621^1.NonNuke | CT | 0 | 799418.67 | 843080.594 | 1022694.947 | 926741.463 | 1157622.894 | 1139985.376 | 1099331.249 | 1122062.758 | 1100354.493 | 1197433.464 | 1170252.092 | 874997.754 | 2015
| 621 | 5CTD | 621^1.NonNuke | CT | 0 | 946001.968 | 891967.871 | 1163172.137 | 854698.435 | 1203726.316 | 1159369.042 | 1136136.172 | 1174443.615 | 1147145.128 | 1127420.254 | 1108858.306 | 886980.906 | 2015
| 621 | PTP1 | 621^4.NonNuke | ST | 0 | 0 | 31477.11 | 76574.254 | 227683 | 441732.089 | 218824.815 | 291495.666 | 283055.914 | 182506.813 | 300432.241 | 528352.185 | 303639.266 | 2015
| 621 | PTP2 | 621^5.NonNuke | ST | 0 | 0 | 0 | 0 | 0 | 0 | 0 | 0 | 0 | 0 | 0 | 0 | 0 | 2015
| 621 | PTP5 | 621^1.NonNuke | CA | 0 | 0 | 0 | 0 | 0 | 0 | 0 | 0 | 0 | 0 | 0 | 0 | 0 | 2015
NetGenByGeneratorID |  |  |  | 2015
| Plant.Code | Generator.ID | bogen | Reported.Prime.Mover_923 | Net.Generation.mwh | Generator.ID.Total.Net.Generation.January | Generator.ID.Total.Net.Generation.February | Generator.ID.Total.Net.Generation.March | Generator.ID.Total.Net.Generation.April | Generator.ID.Total.Net.Generation.May | Generator.ID.Total.Net.Generation.June | Generator.ID.Total.Net.Generation.July | Generator.ID.Total.Net.Generation.August | Generator.ID.Total.Net.Generation.September | Generator.ID.Total.Net.Generation.October | Generator.ID.Total.Net.Generation.November | Generator.ID.Total.Net.Generation.December | YEAR
| 621 | 5CA | 621^1.NonNuke | CA | 2758593 | 196501 | 177396 | 204416 | 221621 | 257182 | 258720 | 249154 | 255640 | 251118 | 252362 | 251604 | 182879 | 2015
| 621 | 5CTA | 621^1.NonNuke | CT | 1072824 | 82452 | 67623 | 61446 | 92121 | 97367 | 98900 | 97195 | 92442 | 98450 | 104151 | 103488 | 77189 | 2015
| 621 | 5CTB | 621^1.NonNuke | CT | 1094096 | 93601 | 73382 | 79368 | 94872 | 99198 | 99690 | 95742 | 100930 | 92139 | 100997 | 97407 | 66770 | 2015
| 621 | 5CTC | 621^1.NonNuke | CT | 1082213 | 70191 | 72945 | 88767 | 78658 | 99616 | 98350 | 95276 | 96693 | 95109 | 107404 | 103327 | 75877 | 2015
| 621 | 5CTD | 621^1.NonNuke | CT | 1112116 | 83061 | 77175 | 100959 | 72544 | 103583 | 100022 | 98465 | 101207 | 99154 | 101124 | 97906 | 76916 | 2015
| 621 | ST1 | 621^4.NonNuke | ST | 171362 | -854 | 586 | 2291 | 16298 | 30374 | 9930 | 14475 | 13890 | 6333 | 15158 | 41558 | 21323 | 2015
| 621 | ST2 | 621^5.NonNuke | ST | 0 | 0 | 0 | 0 | 0 | 0 | 0 | 0 | 0 | 0 | 0 | 0 | 0 | 2015
FuelHeatByBogen |  |  |  | 2015
| Plant.Code | blankCol | bogen | Reported.Prime.Mover_bf.923 | flagFuelHeat | Bogen.Total.Fuel.Heat.January | Bogen.Total.Fuel.Heat.February | Bogen.Total.Fuel.Heat.March | Bogen.Total.Fuel.Heat.April | Bogen.Total.Fuel.Heat.May | Bogen.Total.Fuel.Heat.June | Bogen.Total.Fuel.Heat.July | Bogen.Total.Fuel.Heat.August | Bogen.Total.Fuel.Heat.September | Bogen.Total.Fuel.Heat.October | Bogen.Total.Fuel.Heat.November | Bogen.Total.Fuel.Heat.December | YEAR
| 621 |  | 621^1 |  |  | 3750538.519 | 3364747.049 | 3808215.711 | 3984561.46 | 4645617.734 | 4601235.282 | 4461658.347 | 4540463.424 | 4452486.597 | 4612004.053 | 4554386.61 | 3422091.278 | 2015
| 621 |  | 621^2 |  |  | 0 | 0 | 0 | 0 | 0 | 0 | 0 | 0 | 0 | 0 | 0 | 0 | 2015
| 621 |  | 621^3 |  |  | 0 | 0 | 0 | 0 | 0 | 0 | 0 | 0 | 0 | 0 | 0 | 0 | 2015
| 621 |  | 621^4 |  |  | 0 | 31477.11 | 76574.254 | 227683 | 441732.089 | 218824.815 | 291495.666 | 283055.914 | 182506.813 | 300432.241 | 528352.185 | 303639.266 | 2015
| 621 |  | 621^5 |  |  | 0 | 0 | 0 | 0 | 0 | 0 | 0 | 0 | 0 | 0 | 0 | 0 | 2015
NetGenByBogen |  |  |  | 2015
| Plant.Code | blankCol | bogen | Reported.Prime.Mover_923 | Net.Generation.mwh | Bogen.Total.Net.Generation.January | Bogen.Total.Net.Generation.February | Bogen.Total.Net.Generation.March | Bogen.Total.Net.Generation.April | Bogen.Total.Net.Generation.May | Bogen.Total.Net.Generation.June | Bogen.Total.Net.Generation.July | Bogen.Total.Net.Generation.August | Bogen.Total.Net.Generation.September | Bogen.Total.Net.Generation.October | Bogen.Total.Net.Generation.November | Bogen.Total.Net.Generation.December | YEAR
| 621 |  | 621^1 |  |  | 525806 | 468521 | 534956 | 559816 | 656946 | 655682 | 635832 | 646912 | 635970 | 666038 | 653732 | 479631 | 2015
| 621 |  | 621^2 |  |  | 0 | 0 | 0 | 0 | 0 | 0 | 0 | 0 | 0 | 0 | 0 | 0 | 2015
| 621 |  | 621^3 |  |  | 0 | 0 | 0 | 0 | 0 | 0 | 0 | 0 | 0 | 0 | 0 | 0 | 2015
| 621 |  | 621^4 |  |  | -854 | 586 | 2291 | 16298 | 30374 | 9930 | 14475 | 13890 | 6333 | 15158 | 41558 | 21323 | 2015
| 621 |  | 621^5 |  |  | 0 | 0 | 0 | 0 | 0 | 0 | 0 | 0 | 0 | 0 | 0 | 0 | 2015
ThermalEfficiencyByBogen |  |  |  | 2015
| Plant.Code | blankCol | bogen | Reported.Prime.Mover_923 | Net.Generation.mwh | ThermalEfficiency.January | ThermalEfficiency.February | ThermalEfficiency.March | ThermalEfficiency.April | ThermalEfficiency.May | ThermalEfficiency.June | ThermalEfficiency.July | ThermalEfficiency.August | ThermalEfficiency.September | ThermalEfficiency.October | ThermalEfficiency.November | ThermalEfficiency.December | YEAR
| 621 |  | 621^1 |  |  | 0.47836 | 0.47512 | 0.47932 | 0.47939 | 0.48252 | 0.48623 | 0.48626 | 0.48615 | 0.48737 | 0.49276 | 0.48978 | 0.47824 | 2015
| 621 |  | 621^2 |  |  | 0 | 0 | 0 | 0 | 0 | 0 | 0 | 0 | 0 | 0 | 0 | 0 | 2015
| 621 |  | 621^3 |  |  | 0 | 0 | 0 | 0 | 0 | 0 | 0 | 0 | 0 | 0 | 0 | 0 | 2015
| 621 |  | 621^4 |  |  | 0 | 0.063523 | 0.10209 | 0.24425 | 0.23462 | 0.15484 | 0.16944 | 0.16744 | 0.1184 | 0.17216 | 0.26838 | 0.23962 | 2015
| 621 |  | 621^5 |  |  | 0 | 0 | 0 | 0 | 0 | 0 | 0 | 0 | 0 | 0 | 0 | 0 | 2015

## 642
2015 | Plant.Code | orig_bogencoo.key | auto_bogencoo.key | combogencoo_cool_type_key | EIA_BocooAssoc | EIA_CoolingEnviroEquip | orig_sheet3_key | auto_sheet3_flags | auto_sheet3_key | orig_sheet4_key | auto_sheet4_flags | auto_sheet4_key | EIA_associationTable | generator.data.860 | retiredGenerators.860 | Boiler_InfoDesign_Parameters.860 | boilerFuelData_923 | generation.data.923 | page1GenFuelData.923 | FuelHeatByLine | NetGenByLine | FuelHeatByBoilerID | NetGenByGeneratorID | FuelHeatByBogen | NetGenByBogen | ThermalEfficiencyByBogen
| 642 | 1 | 2 | 1 | 0 | 0 | 2 | 2 | 2 | 2 | 2 | 2 | 2 | 0 | 2 | 2 | 4 | 2 | 2 | 4 | 2 | 2 | 2 | 2 | 2 | 2
orig_bogencoo.key |  |  |  | 2015
| combogen | combogencoo | Plant.Code
| combogen^642^2 | combogencoo^642^1 | 642
auto_bogencoo.key |  |  |  | 2015
manualEdit | manualBogenEdit | Plant.Code | Bogen | combogen | combogencoo | Boiler.ID | Unit.Code | bga.source | Boiler.ID.Total.Fuel.Heat.January | PlantLine.Total.Fuel.Heat.January | flagNG_no_FH_January | flagFH_no_NG_January | flagFuelHeat_January | Boiler.ID.Total.Fuel.Heat.February | PlantLine.Total.Fuel.Heat.February | flagNG_no_FH_February | flagFH_no_NG_February | flagFuelHeat_February | Boiler.ID.Total.Fuel.Heat.March | PlantLine.Total.Fuel.Heat.March | flagNG_no_FH_March | flagFH_no_NG_March | flagFuelHeat_March | Boiler.ID.Total.Fuel.Heat.April | PlantLine.Total.Fuel.Heat.April | flagNG_no_FH_April | flagFH_no_NG_April | flagFuelHeat_April | Boiler.ID.Total.Fuel.Heat.May | PlantLine.Total.Fuel.Heat.May | flagNG_no_FH_May | flagFH_no_NG_May | flagFuelHeat_May | Boiler.ID.Total.Fuel.Heat.June | PlantLine.Total.Fuel.Heat.June | flagNG_no_FH_June | flagFH_no_NG_June | flagFuelHeat_June | Boiler.ID.Total.Fuel.Heat.July | PlantLine.Total.Fuel.Heat.July | flagNG_no_FH_July | flagFH_no_NG_July | flagFuelHeat_July | Boiler.ID.Total.Fuel.Heat.August | PlantLine.Total.Fuel.Heat.August | flagNG_no_FH_August | flagFH_no_NG_August | flagFuelHeat_August | Boiler.ID.Total.Fuel.Heat.September | PlantLine.Total.Fuel.Heat.September | flagNG_no_FH_September | flagFH_no_NG_September | flagFuelHeat_September | Boiler.ID.Total.Fuel.Heat.October | PlantLine.Total.Fuel.Heat.October | flagNG_no_FH_October | flagFH_no_NG_October | flagFuelHeat_October | Boiler.ID.Total.Fuel.Heat.November | PlantLine.Total.Fuel.Heat.November | flagNG_no_FH_November | flagFH_no_NG_November | flagFuelHeat_November | Boiler.ID.Total.Fuel.Heat.December | PlantLine.Total.Fuel.Heat.December | flagNG_no_FH_December | flagFH_no_NG_December | flagFuelHeat_December | missing.from.923 | flagBoiler.ID_assoc | orig_Boiler.ID_assoc | orig_Boiler.ID_bf.923 | flagBoiler.ID_bf.923 | missing.bf.923 | Reported.Prime.Mover_bf.923 | Reported.Prime.Mover_923 | Reported.Prime.Mover_860 | Reported.Fuel.Type.Code | Technology | Energy.Source.1 | unmapped_but_in_923 | unmapped | Orphan.Boiler | Boiler.Status | Boiler.Retirement.Year | Boiler.Retirement.Month | flag_BoilerRetired | flag_Boiler.Status | Boiler.ID.NotIn.Assoc | missingPlant.assoc | missingPlant.boilerDesignData.860 | missingPlant.generation.data.923 | missingPlant.boilerFuelData.923 | Reported.Prime.Mover_page1 | flag.ST.missing.bf.923 | flag.CACT.missingPair | flag_923bogenCTonly | flag.NGCC.badFuel | flag.ST.missing.bf.923.unmapped | flag_RPM | flag_floatingGen | flagFuelHeat | flag_STassoc_CT_CS_CA | flag_CSassociation | countFlags | YEAR | plant_bo | plant_bo_bf.923 | plant_bo_assoc | Utility.ID | Utility.Name | Plant.Name | Cooling.ID | Steam.Plant.Type | flagBoiler.ID_bocoo | orig_Boiler.ID_bocoo | manualBogenEditFileName | manualBogenEditDateTime
0 | 0 | 642 | 642^1 | combogen^642^1 |  | 1 | none | eia860.org | 0 |  | 0 | 0 | 0 | 0 |  | 0 | 0 | 0 | 0 |  | 0 | 0 | 0 | 0 |  | 0 | 0 | 0 | 0 |  | 0 | 0 | 0 | 0 |  | 0 | 0 | 0 | 0 |  | 0 | 0 | 0 | 0 |  | 0 | 0 | 0 | 0 |  | 0 | 0 | 0 | 0 |  | 0 | 0 | 0 | 0 |  | 0 | 0 | 0 | 0 |  | 0 | 0 | 0 | FALSE | removeChar | 1 | 1 | removeChar | FALSE | ST | ST |  | DFO |  |  | FALSE | FALSE | FALSE | RE | 2015 | 4 | 0 | 0 | 0 | FALSE | FALSE | FALSE | FALSE |  | 0 | FALSE | FALSE | 0 | 0 |  | 0 | 0 | 0 | 0 | 1 | 2015 | 642^1 | 642^1 | 642^1
0 | 0 | 642 | 642^2 | combogen^642^2 |  | 2 | none | eia860.org | 0 |  | 0 | 0 | 0 | 260813.28 |  | 0 | 0 | 0 | 116378.08 |  | 0 | 0 | 0 | 0 |  | 0 | 0 | 0 | 0 |  | 0 | 0 | 0 | 0 |  | 0 | 0 | 0 | 0 |  | 0 | 0 | 0 | 0 |  | 0 | 0 | 0 | 0 |  | 0 | 0 | 0 | 0 |  | 0 | 0 | 0 | 0 |  | 0 | 0 | 0 | 0 |  | 0 | 0 | 0 | FALSE | removeChar | 2 | 2 | removeChar | FALSE | ST | ST |  | DFO |  |  | FALSE | FALSE | FALSE | RE | 2015 | 4 | 0 | 0 | 0 | FALSE | FALSE | FALSE | FALSE |  | 0 | FALSE | FALSE | 0 | 0 |  | 0 | 0 | 0 | 0 | 1 | 2015 | 642^2 | 642^2 | 642^2
combogencoo_cool_type_key |  |  |  | 2015
manualEdit | Plant.Code | bogencoo | LAKE..OF..OC..RC. | RIVER..OF. | POND..OC..RC. | TOWER..RF..RI..RN. | DC | OS
0 | 642 | combogencoo^642^1 |  | 1
EIA_BocooAssoc |  |  |  | 2015
| Utility.ID | Utility.Name | Plant.Code | Plant.Name | Boiler.ID | Cooling.ID | Steam.Plant.Type
EIA_CoolingEnviroEquip |  |  |  | 2015
| Utility.ID | Utility.Name | Plant.Code | Plant.Name | State | Cooling.ID | Cooling.Status | Inservice.Month | Inservice.Year | Cooling.Type.1 | Cooling.Type.2 | Cooling.Type.3 | Cooling.Type.4 | Percent.Dry.Cooling | Cooling.Water.Source | Cooling.Water.Discharge | Water.Source.Code | Water.Type.Code | Intake.Rate.at.100...Gallons.per.Minute. | Chlorine.Inservice.Month | Chlorine.Inservice.Year | Pond.Inservice.Month | Pond.Inservice.Year | Pond.Surface.Area..Acres. | Pond.Volume..Acre.Feet. | Tower.Inservice.Month | Tower.Inservice.Year | Tower.Type.1 | Tower.Type.2 | Tower.Type.3 | Tower.Type.4 | Tower.Water.Rate..Gallons.per.Minute. | Power.Requirement..MW. | Cost.Total..Thousand.Dollars. | Cost.Ponds..Thousand.Dollars. | Cost.Towers..Thousand.Dollars. | Cost.Chlorine.Equipment..Thousand.Dollars. | Intake.Distance.Shore..Feet. | Outlet.Distance.Shore..Feet. | Intake.Distance.Surface..Feet. | Outlet.Distance.Surface..Feet. | Steam.Plant.Type
orig_sheet3_key |  |  |  | 2015
| plant_bo | bogen | Plant.Code
| 642^1 | 642^1 | 642
| 642^2 | 642^2 | 642
auto_sheet3_flags |  |  |  | 2015
| Plant.Code | plant_bo | bogen | missing.from.923 | unmapped_but_in_923 | unmapped | Orphan.Boiler | Boiler.Status | Boiler.ID.NotIn.Assoc | missingPlant.assoc | missingPlant.boilerDesignData.860 | missingPlant.generation.data.923 | missingPlant.boilerFuelData.923 | flag.CACT.missingPair | missing.bf.923 | flag.ST.missing.bf.923 | flag.ST.missing.bf.923.unmapped | flag_RPM | flag_floatingGen | flag_BoilerRetired | flag_Boiler.Status | flag_923bogenCTonly | flagFuelHeat | flag_STassoc_CT_CS_CA | flag_CSassociation | flagFH_no_NG_January | flagNG_no_FH_January | flagFuelHeat_January | flagFH_no_NG_February | flagNG_no_FH_February | flagFuelHeat_February | flagFH_no_NG_March | flagNG_no_FH_March | flagFuelHeat_March | flagFH_no_NG_April | flagNG_no_FH_April | flagFuelHeat_April | flagFH_no_NG_May | flagNG_no_FH_May | flagFuelHeat_May | flagFH_no_NG_June | flagNG_no_FH_June | flagFuelHeat_June | flagFH_no_NG_July | flagNG_no_FH_July | flagFuelHeat_July | flagFH_no_NG_August | flagNG_no_FH_August | flagFuelHeat_August | flagFH_no_NG_September | flagNG_no_FH_September | flagFuelHeat_September | flagFH_no_NG_October | flagNG_no_FH_October | flagFuelHeat_October | flagFH_no_NG_November | flagNG_no_FH_November | flagFuelHeat_November | flagFH_no_NG_December | flagNG_no_FH_December | flagFuelHeat_December | flag_ManualPlant | flag_MisMatch
| 642 | 642^1 | 642^1 | 0 | 0 | 0 | 0 | 1 | 0 | 0 | 0 | 0 | 0 | 0 | 0 | 0 | 0 | 0 | 0 | 0 | 0 | 0 | 0 | 0 | 0 | 0 | 0 | 0 | 0 | 0 | 0 | 0 | 0 | 0 | 0 | 0 | 0 | 0 | 0 | 0 | 0 | 0 | 0 | 0 | 0 | 0 | 0 | 0 | 0 | 0 | 0 | 0 | 0 | 0 | 0 | 0 | 0 | 0 | 0 | 0 | 0 | 0 | 1
| 642 | 642^2 | 642^2 | 0 | 0 | 0 | 0 | 1 | 0 | 0 | 0 | 0 | 0 | 0 | 0 | 0 | 0 | 0 | 0 | 0 | 0 | 0 | 0 | 0 | 0 | 0 | 0 | 0 | 0 | 0 | 0 | 0 | 0 | 0 | 0 | 0 | 0 | 0 | 0 | 0 | 0 | 0 | 0 | 0 | 0 | 0 | 0 | 0 | 0 | 0 | 0 | 0 | 0 | 0 | 0 | 0 | 0 | 0 | 0 | 0 | 0 | 0 | 1
auto_sheet3_key |  |  |  | 2015
manualBogenEdit | Plant.Code | bogen | Boiler.ID | Unit.Code | bga.source | Boiler.ID.Total.Fuel.Heat.January | PlantLine.Total.Fuel.Heat.January | flagNG_no_FH_January | flagFH_no_NG_January | flagFuelHeat_January | Boiler.ID.Total.Fuel.Heat.February | PlantLine.Total.Fuel.Heat.February | flagNG_no_FH_February | flagFH_no_NG_February | flagFuelHeat_February | Boiler.ID.Total.Fuel.Heat.March | PlantLine.Total.Fuel.Heat.March | flagNG_no_FH_March | flagFH_no_NG_March | flagFuelHeat_March | Boiler.ID.Total.Fuel.Heat.April | PlantLine.Total.Fuel.Heat.April | flagNG_no_FH_April | flagFH_no_NG_April | flagFuelHeat_April | Boiler.ID.Total.Fuel.Heat.May | PlantLine.Total.Fuel.Heat.May | flagNG_no_FH_May | flagFH_no_NG_May | flagFuelHeat_May | Boiler.ID.Total.Fuel.Heat.June | PlantLine.Total.Fuel.Heat.June | flagNG_no_FH_June | flagFH_no_NG_June | flagFuelHeat_June | Boiler.ID.Total.Fuel.Heat.July | PlantLine.Total.Fuel.Heat.July | flagNG_no_FH_July | flagFH_no_NG_July | flagFuelHeat_July | Boiler.ID.Total.Fuel.Heat.August | PlantLine.Total.Fuel.Heat.August | flagNG_no_FH_August | flagFH_no_NG_August | flagFuelHeat_August | Boiler.ID.Total.Fuel.Heat.September | PlantLine.Total.Fuel.Heat.September | flagNG_no_FH_September | flagFH_no_NG_September | flagFuelHeat_September | Boiler.ID.Total.Fuel.Heat.October | PlantLine.Total.Fuel.Heat.October | flagNG_no_FH_October | flagFH_no_NG_October | flagFuelHeat_October | Boiler.ID.Total.Fuel.Heat.November | PlantLine.Total.Fuel.Heat.November | flagNG_no_FH_November | flagFH_no_NG_November | flagFuelHeat_November | Boiler.ID.Total.Fuel.Heat.December | PlantLine.Total.Fuel.Heat.December | flagNG_no_FH_December | flagFH_no_NG_December | flagFuelHeat_December | missing.from.923 | flagBoiler.ID_assoc | orig_Boiler.ID_assoc | orig_Boiler.ID_bf.923 | flagBoiler.ID_bf.923 | missing.bf.923 | Reported.Prime.Mover_bf.923 | Reported.Prime.Mover_923 | Reported.Prime.Mover_860 | Reported.Fuel.Type.Code | Technology | Energy.Source.1 | unmapped_but_in_923 | unmapped | Orphan.Boiler | Boiler.Status | Boiler.Retirement.Year | Boiler.Retirement.Month | flag_BoilerRetired | flag_Boiler.Status | Boiler.ID.NotIn.Assoc | missingPlant.assoc | missingPlant.boilerDesignData.860 | missingPlant.generation.data.923 | missingPlant.boilerFuelData.923 | Reported.Prime.Mover_page1 | flag.ST.missing.bf.923 | flag.CACT.missingPair | flag_923bogenCTonly | flag.NGCC.badFuel | flag.ST.missing.bf.923.unmapped | flag_RPM | flag_floatingGen | flagFuelHeat | flag_STassoc_CT_CS_CA | flag_CSassociation | countFlags | YEAR | plant_bo | plant_bo_bf.923 | plant_bo_assoc | manualBogenEditFileName | manualBogenEditDateTime
0 | 642 | 642^1 | 1 | none | eia860.org | 0 |  | 0 | 0 | 0 | 0 |  | 0 | 0 | 0 | 0 |  | 0 | 0 | 0 | 0 |  | 0 | 0 | 0 | 0 |  | 0 | 0 | 0 | 0 |  | 0 | 0 | 0 | 0 |  | 0 | 0 | 0 | 0 |  | 0 | 0 | 0 | 0 |  | 0 | 0 | 0 | 0 |  | 0 | 0 | 0 | 0 |  | 0 | 0 | 0 | 0 |  | 0 | 0 | 0 | FALSE | removeChar | 1 | 1 | removeChar | FALSE | ST | ST |  | DFO |  |  | FALSE | FALSE | FALSE | RE | 2015 | 4 | 0 | 0 | 0 | FALSE | FALSE | FALSE | FALSE |  | 0 | FALSE | FALSE | 0 | 0 |  | 0 | 0 | 0 | 0 | 1 | 2015 | 642^1 | 642^1 | 642^1
0 | 642 | 642^2 | 2 | none | eia860.org | 0 |  | 0 | 0 | 0 | 260813.28 |  | 0 | 0 | 0 | 116378.08 |  | 0 | 0 | 0 | 0 |  | 0 | 0 | 0 | 0 |  | 0 | 0 | 0 | 0 |  | 0 | 0 | 0 | 0 |  | 0 | 0 | 0 | 0 |  | 0 | 0 | 0 | 0 |  | 0 | 0 | 0 | 0 |  | 0 | 0 | 0 | 0 |  | 0 | 0 | 0 | 0 |  | 0 | 0 | 0 | FALSE | removeChar | 2 | 2 | removeChar | FALSE | ST | ST |  | DFO |  |  | FALSE | FALSE | FALSE | RE | 2015 | 4 | 0 | 0 | 0 | FALSE | FALSE | FALSE | FALSE |  | 0 | FALSE | FALSE | 0 | 0 |  | 0 | 0 | 0 | 0 | 1 | 2015 | 642^2 | 642^2 | 642^2
orig_sheet4_key |  |  |  | 2015
| plant_gen | bogen | Plant.Code
| 642^1 | 642^1 | 642
| 642^2 | 642^2 | 642
auto_sheet4_flags |  |  |  | 2015
| Plant.Code | plant_gen | bogen | missing.from.923 | Generator.Status | Orphan.Generator | unmapped_but_in_923 | unmapped | missingPlant.assoc | missingPlant.generator.data.860 | missingPlant.generation.data.923 | flag.CACT.missingPair | missing.bf.923 | missing.generation.data | flag.ST.missing.bf.923 | flag.ST.missing.bf.923.unmapped | flag_RPM | flag_floatingGen | flag_GeneratorRetired | flag_Generator.Status | flag_923bogenCTonly | flagFuelHeat | flag_STassoc_CT_CS_CA | flag_CSassociation | flagNetGenWithoutFuelHeat | flagFuelHeatWithoutNetGen | flagFH_no_NG_January | flagNG_no_FH_January | flagFuelHeat_January | flagFH_no_NG_February | flagNG_no_FH_February | flagFuelHeat_February | flagFH_no_NG_March | flagNG_no_FH_March | flagFuelHeat_March | flagFH_no_NG_April | flagNG_no_FH_April | flagFuelHeat_April | flagFH_no_NG_May | flagNG_no_FH_May | flagFuelHeat_May | flagFH_no_NG_June | flagNG_no_FH_June | flagFuelHeat_June | flagFH_no_NG_July | flagNG_no_FH_July | flagFuelHeat_July | flagFH_no_NG_August | flagNG_no_FH_August | flagFuelHeat_August | flagFH_no_NG_September | flagNG_no_FH_September | flagFuelHeat_September | flagFH_no_NG_October | flagNG_no_FH_October | flagFuelHeat_October | flagFH_no_NG_November | flagNG_no_FH_November | flagFuelHeat_November | flagFH_no_NG_December | flagNG_no_FH_December | flagFuelHeat_December | flag_ManualPlant | flag_MisMatch
| 642 | 642^1 | 642^1 | 0 | 0 | 0 | 0 | 0 | 0 | 0 | 0 | 0 | 0 | 0 | 0 | 0 | 0 | 0 | 0 | 0 | 0 | 0 | 0 | 0 | 0 | 0 | 0 | 0 | 0 | 0 | 0 | 0 | 0 | 0 | 0 | 0 | 0 | 0 | 0 | 0 | 0 | 0 | 0 | 0 | 0 | 0 | 0 | 0 | 0 | 0 | 0 | 0 | 0 | 0 | 0 | 0 | 0 | 0 | 0 | 0 | 0 | 0 | 0 | 1
| 642 | 642^2 | 642^2 | 0 | 0 | 0 | 0 | 0 | 0 | 0 | 0 | 0 | 0 | 0 | 0 | 0 | 0 | 0 | 0 | 0 | 0 | 0 | 0 | 0 | 0 | 0 | 0 | 0 | 0 | 0 | 0 | 0 | 0 | 0 | 0 | 0 | 0 | 0 | 0 | 0 | 0 | 0 | 0 | 0 | 0 | 0 | 0 | 0 | 0 | 0 | 0 | 0 | 0 | 0 | 0 | 0 | 0 | 0 | 0 | 0 | 0 | 0 | 0 | 1
auto_sheet4_key |  |  |  | 2015
manualBogenEdit | Plant.Code | Generator.ID | bogen | Unit.Code | bga.source | Net.Generation.mwh | Generator.ID.Total.Net.Generation.January | PlantLine.Total.Fuel.Heat.January | PlantLine.Total.Net.Generation.January | flagNG_no_FH_January | flagFH_no_NG_January | flagFuelHeat_January | Generator.ID.Total.Net.Generation.February | PlantLine.Total.Fuel.Heat.February | PlantLine.Total.Net.Generation.February | flagNG_no_FH_February | flagFH_no_NG_February | flagFuelHeat_February | Generator.ID.Total.Net.Generation.March | PlantLine.Total.Fuel.Heat.March | PlantLine.Total.Net.Generation.March | flagNG_no_FH_March | flagFH_no_NG_March | flagFuelHeat_March | Generator.ID.Total.Net.Generation.April | PlantLine.Total.Fuel.Heat.April | PlantLine.Total.Net.Generation.April | flagNG_no_FH_April | flagFH_no_NG_April | flagFuelHeat_April | Generator.ID.Total.Net.Generation.May | PlantLine.Total.Fuel.Heat.May | PlantLine.Total.Net.Generation.May | flagNG_no_FH_May | flagFH_no_NG_May | flagFuelHeat_May | Generator.ID.Total.Net.Generation.June | PlantLine.Total.Fuel.Heat.June | PlantLine.Total.Net.Generation.June | flagNG_no_FH_June | flagFH_no_NG_June | flagFuelHeat_June | Generator.ID.Total.Net.Generation.July | PlantLine.Total.Fuel.Heat.July | PlantLine.Total.Net.Generation.July | flagNG_no_FH_July | flagFH_no_NG_July | flagFuelHeat_July | Generator.ID.Total.Net.Generation.August | PlantLine.Total.Fuel.Heat.August | PlantLine.Total.Net.Generation.August | flagNG_no_FH_August | flagFH_no_NG_August | flagFuelHeat_August | Generator.ID.Total.Net.Generation.September | PlantLine.Total.Fuel.Heat.September | PlantLine.Total.Net.Generation.September | flagNG_no_FH_September | flagFH_no_NG_September | flagFuelHeat_September | Generator.ID.Total.Net.Generation.October | PlantLine.Total.Fuel.Heat.October | PlantLine.Total.Net.Generation.October | flagNG_no_FH_October | flagFH_no_NG_October | flagFuelHeat_October | Generator.ID.Total.Net.Generation.November | PlantLine.Total.Fuel.Heat.November | PlantLine.Total.Net.Generation.November | flagNG_no_FH_November | flagFH_no_NG_November | flagFuelHeat_November | Generator.ID.Total.Net.Generation.December | PlantLine.Total.Fuel.Heat.December | PlantLine.Total.Net.Generation.December | flagNG_no_FH_December | flagFH_no_NG_December | flagFuelHeat_December | missing.from.923 | orig_Generator.ID_923 | flagGenerator.ID_923 | orig_Generator.ID_860 | flagGenerator.ID_860 | flagGenerator.ID_assoc | orig_Generator.ID_assoc | missing.bf.923 | Reported.Prime.Mover_bf.923 | Reported.Prime.Mover_923 | Reported.Prime.Mover_860 | Reported.Fuel.Type.Code | Technology | Energy.Source.1 | Generator.Status | Orphan.Generator | unmapped_but_in_923 | unmapped | flag_Generator.Status | Generator.Retirement.Year | Generator.Retirement.Month | flag_GeneratorRetired | missingPlant.assoc | missingPlant.generator.data.860 | missingPlant.generation.data.923 | Reported.Prime.Mover_page1 | flag.ST.missing.bf.923 | flag.CACT.missingPair | flag_923bogenCTonly | flag.NGCC.badFuel | flag.ST.missing.bf.923.unmapped | flag_RPM | flag_floatingGen | flagNetGenWithoutFuelHeat | flagFuelHeatWithoutNetGen | flagFuelHeat | flag_STassoc_CT_CS_CA | flag_CSassociation | countFlags | YEAR | plant_gen | plant_gen.923 | plant_gen.860 | plant_gen_assoc | missing.generation.data | manualBogenEditFileName | manualBogenEditDateTime
0 | 642 | 1 | 642^1 | none | eia860.org | 0 | 0 |  |  | 0 | 0 | 0 | 0 |  |  | 0 | 0 | 0 | 0 |  |  | 0 | 0 | 0 | 0 |  |  | 0 | 0 | 0 | 0 |  |  | 0 | 0 | 0 | 0 |  |  | 0 | 0 | 0 | 0 |  |  | 0 | 0 | 0 | 0 |  |  | 0 | 0 | 0 | 0 |  |  | 0 | 0 | 0 | 0 |  |  | 0 | 0 | 0 | 0 |  |  | 0 | 0 | 0 | 0 |  |  | 0 | 0 | 0 | FALSE | 1 | removeChar |  |  | removeChar | 1 | FALSE | ST | ST |  | DFO |  |  |  | FALSE | FALSE | FALSE | 0 | 2015 | 4 | 0 | FALSE | FALSE | FALSE |  | 0 | FALSE | FALSE | 0 | 0 |  | 0 | 0 | 0 | 0 | 0 | 0 | 1 | 2015 | 642^1 | 642^1 | 642^NA | 642^1 | FALSE
0 | 642 | 2 | 642^2 | none | eia860.org | 26903 | 0 |  |  | 0 | 0 | 0 | 18600 |  |  | 0 | 0 | 0 | 8303 |  |  | 0 | 0 | 0 | 0 |  |  | 0 | 0 | 0 | 0 |  |  | 0 | 0 | 0 | 0 |  |  | 0 | 0 | 0 | 0 |  |  | 0 | 0 | 0 | 0 |  |  | 0 | 0 | 0 | 0 |  |  | 0 | 0 | 0 | 0 |  |  | 0 | 0 | 0 | 0 |  |  | 0 | 0 | 0 | 0 |  |  | 0 | 0 | 0 | FALSE | 2 | removeChar |  |  | removeChar | 2 | FALSE | ST | ST |  | DFO |  |  |  | FALSE | FALSE | FALSE | 0 | 2015 | 4 | 0 | FALSE | FALSE | FALSE |  | 0 | FALSE | FALSE | 0 | 0 |  | 0 | 0 | 0 | 0 | 0 | 0 | 1 | 2015 | 642^2 | 642^2 | 642^NA | 642^2 | FALSE
EIA_associationTable |  |  |  | 2015
| Utility.ID | Utility.Name | Plant.Code | Plant.Name | Boiler.ID | Generator.ID | Steam.Plant.Type
| 7801 | Gulf Power Co | 642 | Scholz | 1 | 1 | 2
| 7801 | Gulf Power Co | 642 | Scholz | 2 | 2 | 2
generator.data.860 |  |  |  | 2015
| Utility.ID | Utility.Name | Plant.Code | Plant.Name | State | County | Generator.ID | Technology | Prime.Mover | Unit.Code | Ownership | Duct.Burners | Can.Bypass.Heat.Recovery.Steam.Generator. | RTO.ISO.LMP.Node.Designation | RTO.ISO.Location.Designation.for.Reporting.Wholesale.Sales.Data.to.FERC | Nameplate.Capacity..MW. | Nameplate.Power.Factor | Summer.Capacity..MW. | Winter.Capacity..MW. | Minimum.Load..MW. | Uprate.or.Derate.Completed.During.Year | Month.Uprate.or.Derate.Completed | Year.Uprate.or.Derate.Completed | Status | Synchronized.to.Transmission.Grid | Operating.Month | Operating.Year | Planned.Retirement.Month | Planned.Retirement.Year | Associated.with.Combined.Heat.and.Power.System | Sector.Name | Sector | Topping.or.Bottoming | Energy.Source.1 | Energy.Source.2 | Energy.Source.3 | Energy.Source.4 | Energy.Source.5 | Energy.Source.6 | Startup.Source.1 | Startup.Source.2 | Startup.Source.3 | Startup.Source.4 | Solid.Fuel.Gasification.System. | Carbon.Capture.Technology. | Turbines..Inverters..or.Hydrokinetic.Buoys | Time.from.Cold.Shutdown.to.Full.Load | Fluidized.Bed.Technology. | Pulverized.Coal.Technology. | Stoker.Technology. | Other.Combustion.Technology. | Subcritical.Technology. | Supercritical.Technology. | Ultrasupercritical.Technology. | Planned.Net.Summer.Capacity.Uprate..MW. | Planned.Net.Winter.Capacity.Uprate..MW. | Planned.Uprate.Month | Planned.Uprate.Year | Planned.Net.Summer.Capacity.Derate..MW. | Planned.Net.Winter.Capacity.Derate..MW. | Planned.Derate.Month | Planned.Derate.Year | Planned.New.Prime.Mover | Planned.Energy.Source.1 | Planned.New.Nameplate.Capacity..MW. | Planned.Repower.Month | Planned.Repower.Year | Other.Planned.Modifications. | Other.Modifications.Month | Other.Modifications.Year | Cofire.Fuels. | Switch.Between.Oil.and.Natural.Gas.
retiredGenerators.860 |  |  |  | 2015
| Utility.ID | Utility.Name | Plant.Code | Plant.Name | State | County | Generator.ID | Technology | Prime.Mover | Unit.Code | Ownership | Duct.Burners | Can.Bypass.Heat.Recovery.Steam.Generator. | RTO.ISO.LMP.Node.Designation | RTO.ISO.Location.Designation.for.Reporting.Wholesale.Sales.Data.to.FERC | Nameplate.Capacity..MW. | Nameplate.Power.Factor | Summer.Capacity..MW. | Winter.Capacity..MW. | Minimum.Load..MW. | Uprate.or.Derate.Completed.During.Year | Month.Uprate.or.Derate.Completed | Year.Uprate.or.Derate.Completed | Status | Synchronized.to.Transmission.Grid | Operating.Month | Operating.Year | Retirement.Month | Retirement.Year | Associated.with.Combined.Heat.and.Power.System | Sector.Name | Sector | Topping.or.Bottoming | Energy.Source.1 | Energy.Source.2 | Energy.Source.3 | Energy.Source.4 | Energy.Source.5 | Energy.Source.6 | Startup.Source.1 | Startup.Source.2 | Startup.Source.3 | Startup.Source.4 | Solid.Fuel.Gasification.System. | Carbon.Capture.Technology. | Turbines..Inverters..or.Hydrokinetic.Buoys | Time.from.Cold.Shutdown.to.Full.Load | Fluidized.Bed.Technology. | Pulverized.Coal.Technology. | Stoker.Technology. | Other.Combustion.Technology. | Subcritical.Technology. | Supercritical.Technology. | Ultrasupercritical.Technology. | Cofire.Fuels. | Switch.Between.Oil.and.Natural.Gas.
| 7801 | Gulf Power Co | 642 | Scholz | FL | Jackson | 1 | Conventional Steam Coal | ST |  | S | X | X |  |  | 49 | 0.85 | 46 | 46 | 20 | N |  |  | RE | X | 3 | 1953 | 4 | 2015 | N | Electric Utility | 1 | X | BIT | [5 empty] | DFO |  |  |  | N | N |  | OVER |  | Y |  |  | Y |  |  | N | N
| 7801 | Gulf Power Co | 642 | Scholz | FL | Jackson | 2 | Conventional Steam Coal | ST |  | S | X | X |  |  | 49 | 0.85 | 46 | 46 | 20 | N |  |  | RE | X | 10 | 1953 | 4 | 2015 | N | Electric Utility | 1 | X | BIT | [5 empty] | DFO |  |  |  | N | N |  | OVER |  | Y |  |  | Y |  |  | N | N
Boiler_InfoDesign_Parameters.860 |  |  |  | 2015
| Utility.ID | Utility.Name | Plant.Code | Plant.Name | State | Boiler.ID | Boiler.Status | Type.of.Boiler | Inservice.Month | Inservice.Year | Retirement.Month | Retirement.Year | Firing.Type.1 | Firing.Type.2 | Firing.Type.3 | Max.Steam.Flow..Thousand.Pounds.per.Hour. | Firing.Rate.Using.Coal..0.1.Tons.per.Hour. | Firing.Rate.Using.Petroleum..0.1.Barrels.per.Hour. | Firing.Rate.Using.Gas..0.1.MCF.per.Hour. | Firing.Rate.Using.Other.Fuels | Waste.Heat.Input..Million.BTU.per.Hour. | Primary.Fuel.1 | Primary.Fuel.2 | Primary.Fuel.3 | Primary.Fuel.4 | Turndown.Ratio | Efficiency.100..Load | Efficiency.50..Load | Air.Flow.100..Load..Cubic.Feet.per.Minute. | Wet.Dry.Bottom | Fly.Ash.Reinjection | Steam.Plant.Type | missingData
| 7801 | Gulf Power Co | 642 | Scholz | FL | 1 | RE | N | 3 | 1953 | 4 | 2015 | [19 empty] | 2 | 2
| 7801 | Gulf Power Co | 642 | Scholz | FL | 2 | RE | N | 3 | 1953 | 4 | 2015 | [19 empty] | 2 | 2
boilerFuelData_923 |  |  |  | 2015
| Plant.Code | Combined.Heat.And..Power.Plant | Plant.Name | Operator.Name | Operator.Id | Plant.State | Census.Region | NERC.Region | NAICS.Code | Sector.Number | Sector.Name | Boiler.ID | Reported.Prime.Mover | Reported.Fuel.Type.Code | Physical.Unit.Label | Quantity.Of.Fuel.Consumed.January | Quantity.Of.Fuel.Consumed.February | Quantity.Of.Fuel.Consumed.March | Quantity.Of.Fuel.Consumed.April | Quantity.Of.Fuel.Consumed.May | Quantity.Of.Fuel.Consumed.June | Quantity.Of.Fuel.Consumed.July | Quantity.Of.Fuel.Consumed.August | Quantity.Of.Fuel.Consumed.September | Quantity.Of.Fuel.Consumed.October | Quantity.Of.Fuel.Consumed.November | Quantity.Of.Fuel.Consumed.December | MMbtu.Per.Unit.January | MMbtu.Per.Unit.February | MMbtu.Per.Unit.March | MMbtu.Per.Unit.April | MMbtu.Per.Unit.May | MMbtu.Per.Unit.June | MMbtu.Per.Unit.July | MMbtu.Per.Unit.August | MMbtu.Per.Unit.September | MMbtu.Per.Unit.October | MMbtu.Per.Unit.November | MMbtu.Per.Unit.December | Sulfur.Content.January | Sulfur.Content.February | Sulfur.Content.March | Sulfur.Content.April | Sulfur.Content.May | Sulfur.Content.June | Sulfur.Content.July | Sulfur.Content.August | Sulfur.Content.September | Sulfur.Content.October | Sulfur.Content.November | Sulfur.Content.December | Ash.Content.January | Ash.Content.February | Ash.Content.March | Ash.Content.April | Ash.Content.May | Ash.Content.June | Ash.Content.July | Ash.Content.August | Ash.Content.September | Ash.Content.October | Ash.Content.November | Ash.Content.December | Total.Fuel.Consumption.Quantity | YEAR | missingData
| 642 | N | Scholz | Gulf Power Co | 7801 | FL | SAT | SERC | 22 | 1 | Electric Utility | 2 | ST | DFO | barrels | 0 | 44 | 8 | 0 | 0 | 0 | 0 | 0 | 0 | 0 | 0 | 0 | 0 | 5.81 | 5.81 | 0 | 0 | 0 | 0 | 0 | 0 | 0 | 0 | 0 | 0 | 0.5 | 0.5 | 0 | 0 | 0 | 0 | 0 | 0 | 0 | 0 | 0 | 0 | 0 | 0 | 0 | 0 | 0 | 0 | 0 | 0 | 0 | 0 | 0 | 52 | 2015 | 0
| 642 | N | Scholz | Gulf Power Co | 7801 | FL | SAT | SERC | 22 | 1 | Electric Utility | 2 | ST | BIT | short tons | 0 | 10234 | 4620 | 0 | 0 | 0 | 0 | 0 | 0 | 0 | 0 | 0 | 0 | 25.46 | 25.18 | 0 | 0 | 0 | 0 | 0 | 0 | 0 | 0 | 0 | 0 | 2.04 | 1.87 | 0 | 0 | 0 | 0 | 0 | 0 | 0 | 0 | 0 | 0 | 10.87 | 12.04 | 0 | 0 | 0 | 0 | 0 | 0 | 0 | 0 | 0 | 14854 | 2015 | 0
| 642 | N | Scholz | Gulf Power Co | 7801 | FL | SAT | SERC | 22 | 1 | Electric Utility | 1 | ST | DFO | barrels | 0 | 0 | 0 | 0 | 0 | 0 | 0 | 0 | 0 | 0 | 0 | 0 | 0 | 0 | 0 | 0 | 0 | 0 | 0 | 0 | 0 | 0 | 0 | 0 | 0 | 0 | 0 | 0 | 0 | 0 | 0 | 0 | 0 | 0 | 0 | 0 | 0 | 0 | 0 | 0 | 0 | 0 | 0 | 0 | 0 | 0 | 0 | 0 | 0 | 2015 | 0
| 642 | N | Scholz | Gulf Power Co | 7801 | FL | SAT | SERC | 22 | 1 | Electric Utility | 1 | ST | BIT | short tons | 0 | 0 | 0 | 0 | 0 | 0 | 0 | 0 | 0 | 0 | 0 | 0 | 0 | 0 | 0 | 0 | 0 | 0 | 0 | 0 | 0 | 0 | 0 | 0 | 0 | 0 | 0 | 0 | 0 | 0 | 0 | 0 | 0 | 0 | 0 | 0 | 0 | 0 | 0 | 0 | 0 | 0 | 0 | 0 | 0 | 0 | 0 | 0 | 0 | 2015 | 0
generation.data.923 |  |  |  | 2015
| Plant.Code | Combined.Heat.And.Power.Plant | Plant.Name | Operator.Name | Operator.Id | Plant.State | Census.Region | NERC.Region | NAICS.Code | Sector.Number | Sector.Name | Generator.ID | Reported.Prime.Mover | Net.Generation.January | Net.Generation.February | Net.Generation.March | Net.Generation.April | Net.Generation.May | Net.Generation.June | Net.Generation.July | Net.Generation.August | Net.Generation.September | Net.Generation.October | Net.Generation.November | Net.Generation.December | Net.Generation.Year.To.Date | YEAR | missingData
| 642 | N | Scholz | Gulf Power Co | 7801 | FL | SAT | SERC | 22 | 1 | Electric Utility | 1 | ST | 0 | 0 | 0 | 0 | 0 | 0 | 0 | 0 | 0 | 0 | 0 | 0 | 0 | 2015 | 0
| 642 | N | Scholz | Gulf Power Co | 7801 | FL | SAT | SERC | 22 | 1 | Electric Utility | 2 | ST | 0 | 18600 | 8303 | 0 | 0 | 0 | 0 | 0 | 0 | 0 | 0 | 0 | 26903 | 2015 | 0
page1GenFuelData.923 |  |  |  | 2015
| Plant.Code | Combined.Heat.And.Power.Plant | Nuclear.Unit.Id | Plant.Name | Operator.Name | Operator.Id | Plant.State | Census.Region | NERC.Region | Reserved | NAICS.Code | EIA.Sector.Number | Sector.Name | Reported.Prime.Mover | Reported.Fuel.Type.Code | AER.Fuel.Type.Code | Reserved.1 | Reserved.2 | Physical.Unit.Label | Quantity.January | Quantity.February | Quantity.March | Quantity.April | Quantity.May | Quantity.June | Quantity.July | Quantity.August | Quantity.September | Quantity.October | Quantity.November | Quantity.December | Elec_Quantity.January | Elec_Quantity.February | Elec_Quantity.March | Elec_Quantity.April | Elec_Quantity.May | Elec_Quantity.June | Elec_Quantity.July | Elec_Quantity.August | Elec_Quantity.September | Elec_Quantity.October | Elec_Quantity.November | Elec_Quantity.December | MMBtuPer_Unit.January | MMBtuPer_Unit.February | MMBtuPer_Unit.March | MMBtuPer_Unit.April | MMBtuPer_Unit.May | MMBtuPer_Unit.June | MMBtuPer_Unit.July | MMBtuPer_Unit.August | MMBtuPer_Unit.September | MMBtuPer_Unit.October | MMBtuPer_Unit.November | MMBtuPer_Unit.December | Tot_MMBtu.January | Tot_MMBtu.February | Tot_MMBtu.March | Tot_MMBtu.April | Tot_MMBtu.May | Tot_MMBtu.June | Tot_MMBtu.July | Tot_MMBtu.August | Tot_MMBtu.September | Tot_MMBtu.October | Tot_MMBtu.November | Tot_MMBtu.December | Elec_MMBtu.January | Elec_MMBtu.February | Elec_MMBtu.March | Elec_MMBtu.April | Elec_MMBtu.May | Elec_MMBtu.June | Elec_MMBtu.July | Elec_MMBtu.August | Elec_MMBtu.September | Elec_MMBtu.October | Elec_MMBtu.November | Elec_MMBtu.December | Netgen.January | Netgen.February | Netgen.March | Netgen.April | Netgen.May | Netgen.June | Netgen.July | Netgen.August | Netgen.September | Netgen.October | Netgen.November | Netgen.December | Total.Fuel.Consumption.Quantity | Electric.Fuel.Consumption.Quantity | Total.Fuel.Consumption.MMBtu | Elec.Fuel.Consumption.MMBtu | Net.Generation..Megawatthours. | YEAR | missingData
| 642 | N | . | Scholz | Gulf Power Co | 7801 | FL | SAT | SERC |  | 22 | 1 | Electric Utility | ST | BIT | COL |  |  | short tons | 0 | 10234 | 4620 | 0 | 0 | 0 | 0 | 0 | 0 | 0 | 0 | 0 | 0 | 10234 | 4620 | 0 | 0 | 0 | 0 | 0 | 0 | 0 | 0 | 0 | 0 | 25.46 | 25.18 | 0 | 0 | 0 | 0 | 0 | 0 | 0 | 0 | 0 | 0 | 260558 | 116332 | 0 | 0 | 0 | 0 | 0 | 0 | 0 | 0 | 0 | 0 | 260558 | 116332 | 0 | 0 | 0 | 0 | 0 | 0 | 0 | 0 | 0 | 0 | 18581.769 | 8299.684 | 0 | 0 | 0 | 0 | 0 | 0 | 0 | 0 | 0 | 14854 | 14854 | 376890 | 376890 | 26881.453 | 2015 | 0
| 642 | N | . | Scholz | Gulf Power Co | 7801 | FL | SAT | SERC |  | 22 | 1 | Electric Utility | ST | DFO | DFO |  |  | barrels | 0 | 44 | 8 | 0 | 0 | 0 | 0 | 0 | 0 | 0 | 0 | 0 | 0 | 44 | 8 | 0 | 0 | 0 | 0 | 0 | 0 | 0 | 0 | 0 | 0 | 5.81 | 5.81 | 0 | 0 | 0 | 0 | 0 | 0 | 0 | 0 | 0 | 0 | 256 | 46 | 0 | 0 | 0 | 0 | 0 | 0 | 0 | 0 | 0 | 0 | 256 | 46 | 0 | 0 | 0 | 0 | 0 | 0 | 0 | 0 | 0 | 0 | 18.231 | 3.316 | 0 | 0 | 0 | 0 | 0 | 0 | 0 | 0 | 0 | 52 | 52 | 302 | 302 | 21.547 | 2015 | 0
FuelHeatByLine |  |  |  | 2015
| Plant.Code | Boiler.ID | bogen | Reported.Prime.Mover_bf.923 | Reported.Fuel.Type.Code | Fuel.Heat.January | Fuel.Heat.February | Fuel.Heat.March | Fuel.Heat.April | Fuel.Heat.May | Fuel.Heat.June | Fuel.Heat.July | Fuel.Heat.August | Fuel.Heat.September | Fuel.Heat.October | Fuel.Heat.November | Fuel.Heat.December | YEAR
| 642 | 1 | 642^1 | ST | DFO | 0 | 0 | 0 | 0 | 0 | 0 | 0 | 0 | 0 | 0 | 0 | 0 | 2015
| 642 | 1 | 642^1 | ST | BIT | 0 | 0 | 0 | 0 | 0 | 0 | 0 | 0 | 0 | 0 | 0 | 0 | 2015
| 642 | 2 | 642^2 | ST | BIT | 0 | 260557.64 | 116331.6 | 0 | 0 | 0 | 0 | 0 | 0 | 0 | 0 | 0 | 2015
| 642 | 2 | 642^2 | ST | DFO | 0 | 255.64 | 46.48 | 0 | 0 | 0 | 0 | 0 | 0 | 0 | 0 | 0 | 2015
NetGenByLine |  |  |  | 2015
| Plant.Code | Generator.ID | bogen | Reported.Prime.Mover | Net.Generation.Year.To.Date | Net.Generation.January | Net.Generation.February | Net.Generation.March | Net.Generation.April | Net.Generation.May | Net.Generation.June | Net.Generation.July | Net.Generation.August | Net.Generation.September | Net.Generation.October | Net.Generation.November | Net.Generation.December | YEAR
| 642 | 1 | 642^1 | ST | 0 | 0 | 0 | 0 | 0 | 0 | 0 | 0 | 0 | 0 | 0 | 0 | 0 | 2015
| 642 | 2 | 642^2 | ST | 26903 | 0 | 18600 | 8303 | 0 | 0 | 0 | 0 | 0 | 0 | 0 | 0 | 0 | 2015
FuelHeatByBoilerID |  |  |  | 2015
| Plant.Code | Boiler.ID | bogen | Reported.Prime.Mover_bf.923 | flagFuelHeat | Boiler.ID.Total.Fuel.Heat.January | Boiler.ID.Total.Fuel.Heat.February | Boiler.ID.Total.Fuel.Heat.March | Boiler.ID.Total.Fuel.Heat.April | Boiler.ID.Total.Fuel.Heat.May | Boiler.ID.Total.Fuel.Heat.June | Boiler.ID.Total.Fuel.Heat.July | Boiler.ID.Total.Fuel.Heat.August | Boiler.ID.Total.Fuel.Heat.September | Boiler.ID.Total.Fuel.Heat.October | Boiler.ID.Total.Fuel.Heat.November | Boiler.ID.Total.Fuel.Heat.December | YEAR
| 642 | 1 | 642^1 | ST | 0 | 0 | 0 | 0 | 0 | 0 | 0 | 0 | 0 | 0 | 0 | 0 | 0 | 2015
| 642 | 2 | 642^2 | ST | 0 | 0 | 260813.28 | 116378.08 | 0 | 0 | 0 | 0 | 0 | 0 | 0 | 0 | 0 | 2015
NetGenByGeneratorID |  |  |  | 2015
| Plant.Code | Generator.ID | bogen | Reported.Prime.Mover_923 | Net.Generation.mwh | Generator.ID.Total.Net.Generation.January | Generator.ID.Total.Net.Generation.February | Generator.ID.Total.Net.Generation.March | Generator.ID.Total.Net.Generation.April | Generator.ID.Total.Net.Generation.May | Generator.ID.Total.Net.Generation.June | Generator.ID.Total.Net.Generation.July | Generator.ID.Total.Net.Generation.August | Generator.ID.Total.Net.Generation.September | Generator.ID.Total.Net.Generation.October | Generator.ID.Total.Net.Generation.November | Generator.ID.Total.Net.Generation.December | YEAR
| 642 | 1 | 642^1 | ST | 0 | 0 | 0 | 0 | 0 | 0 | 0 | 0 | 0 | 0 | 0 | 0 | 0 | 2015
| 642 | 2 | 642^2 | ST | 26903 | 0 | 18600 | 8303 | 0 | 0 | 0 | 0 | 0 | 0 | 0 | 0 | 0 | 2015
FuelHeatByBogen |  |  |  | 2015
| Plant.Code | blankCol | bogen | Reported.Prime.Mover_bf.923 | flagFuelHeat | Bogen.Total.Fuel.Heat.January | Bogen.Total.Fuel.Heat.February | Bogen.Total.Fuel.Heat.March | Bogen.Total.Fuel.Heat.April | Bogen.Total.Fuel.Heat.May | Bogen.Total.Fuel.Heat.June | Bogen.Total.Fuel.Heat.July | Bogen.Total.Fuel.Heat.August | Bogen.Total.Fuel.Heat.September | Bogen.Total.Fuel.Heat.October | Bogen.Total.Fuel.Heat.November | Bogen.Total.Fuel.Heat.December | YEAR
| 642 |  | 642^1 | ST | 0 | 0 | 0 | 0 | 0 | 0 | 0 | 0 | 0 | 0 | 0 | 0 | 0 | 2015
| 642 |  | 642^2 | ST | 0 | 0 | 260813.28 | 116378.08 | 0 | 0 | 0 | 0 | 0 | 0 | 0 | 0 | 0 | 2015
NetGenByBogen |  |  |  | 2015
| Plant.Code | blankCol | bogen | Reported.Prime.Mover_923 | Net.Generation.mwh | Bogen.Total.Net.Generation.January | Bogen.Total.Net.Generation.February | Bogen.Total.Net.Generation.March | Bogen.Total.Net.Generation.April | Bogen.Total.Net.Generation.May | Bogen.Total.Net.Generation.June | Bogen.Total.Net.Generation.July | Bogen.Total.Net.Generation.August | Bogen.Total.Net.Generation.September | Bogen.Total.Net.Generation.October | Bogen.Total.Net.Generation.November | Bogen.Total.Net.Generation.December | YEAR
| 642 |  | 642^1 | ST | 0 | 0 | 0 | 0 | 0 | 0 | 0 | 0 | 0 | 0 | 0 | 0 | 0 | 2015
| 642 |  | 642^2 | ST | 26903 | 0 | 18600 | 8303 | 0 | 0 | 0 | 0 | 0 | 0 | 0 | 0 | 0 | 2015
ThermalEfficiencyByBogen |  |  |  | 2015
| Plant.Code | blankCol | bogen | Reported.Prime.Mover_923 | Net.Generation.mwh | ThermalEfficiency.January | ThermalEfficiency.February | ThermalEfficiency.March | ThermalEfficiency.April | ThermalEfficiency.May | ThermalEfficiency.June | ThermalEfficiency.July | ThermalEfficiency.August | ThermalEfficiency.September | ThermalEfficiency.October | ThermalEfficiency.November | ThermalEfficiency.December | YEAR
| 642 |  | 642^1 | ST | 0 | 0 | 0 | 0 | 0 | 0 | 0 | 0 | 0 | 0 | 0 | 0 | 0 | 2015
| 642 |  | 642^2 | ST | 26903 | 0 | 0.24334 | 0.24344 | 0 | 0 | 0 | 0 | 0 | 0 | 0 | 0 | 0 | 2015

## 643
2015 | Plant.Code | orig_bogencoo.key | auto_bogencoo.key | combogencoo_cool_type_key | EIA_BocooAssoc | EIA_CoolingEnviroEquip | orig_sheet3_key | auto_sheet3_flags | auto_sheet3_key | orig_sheet4_key | auto_sheet4_flags | auto_sheet4_key | EIA_associationTable | generator.data.860 | retiredGenerators.860 | Boiler_InfoDesign_Parameters.860 | boilerFuelData_923 | generation.data.923 | page1GenFuelData.923 | FuelHeatByLine | NetGenByLine | FuelHeatByBoilerID | NetGenByGeneratorID | FuelHeatByBogen | NetGenByBogen | ThermalEfficiencyByBogen
| 643 | 3 | 6 | 2 | 4 | 2 | 6 | 6 | 6 | 5 | 5 | 5 | 4 | 6 | 0 | 4 | 8 | 5 | 6 | 8 | 5 | 6 | 5 | 4 | 5 | 5
orig_bogencoo.key |  |  |  | 2015
| combogen | combogencoo | Plant.Code
| combogen^643^1 | combogencoo^643^1 | 643
| combogen^643^2 | combogencoo^643^1 | 643
| combogen^643^3 | combogencoo^643^2 | 643
auto_bogencoo.key |  |  |  | 2015
manualEdit | manualBogenEdit | Plant.Code | Bogen | combogen | combogencoo | Boiler.ID | Unit.Code | bga.source | Boiler.ID.Total.Fuel.Heat.January | PlantLine.Total.Fuel.Heat.January | flagNG_no_FH_January | flagFH_no_NG_January | flagFuelHeat_January | Boiler.ID.Total.Fuel.Heat.February | PlantLine.Total.Fuel.Heat.February | flagNG_no_FH_February | flagFH_no_NG_February | flagFuelHeat_February | Boiler.ID.Total.Fuel.Heat.March | PlantLine.Total.Fuel.Heat.March | flagNG_no_FH_March | flagFH_no_NG_March | flagFuelHeat_March | Boiler.ID.Total.Fuel.Heat.April | PlantLine.Total.Fuel.Heat.April | flagNG_no_FH_April | flagFH_no_NG_April | flagFuelHeat_April | Boiler.ID.Total.Fuel.Heat.May | PlantLine.Total.Fuel.Heat.May | flagNG_no_FH_May | flagFH_no_NG_May | flagFuelHeat_May | Boiler.ID.Total.Fuel.Heat.June | PlantLine.Total.Fuel.Heat.June | flagNG_no_FH_June | flagFH_no_NG_June | flagFuelHeat_June | Boiler.ID.Total.Fuel.Heat.July | PlantLine.Total.Fuel.Heat.July | flagNG_no_FH_July | flagFH_no_NG_July | flagFuelHeat_July | Boiler.ID.Total.Fuel.Heat.August | PlantLine.Total.Fuel.Heat.August | flagNG_no_FH_August | flagFH_no_NG_August | flagFuelHeat_August | Boiler.ID.Total.Fuel.Heat.September | PlantLine.Total.Fuel.Heat.September | flagNG_no_FH_September | flagFH_no_NG_September | flagFuelHeat_September | Boiler.ID.Total.Fuel.Heat.October | PlantLine.Total.Fuel.Heat.October | flagNG_no_FH_October | flagFH_no_NG_October | flagFuelHeat_October | Boiler.ID.Total.Fuel.Heat.November | PlantLine.Total.Fuel.Heat.November | flagNG_no_FH_November | flagFH_no_NG_November | flagFuelHeat_November | Boiler.ID.Total.Fuel.Heat.December | PlantLine.Total.Fuel.Heat.December | flagNG_no_FH_December | flagFH_no_NG_December | flagFuelHeat_December | missing.from.923 | flagBoiler.ID_assoc | orig_Boiler.ID_assoc | orig_Boiler.ID_bf.923 | flagBoiler.ID_bf.923 | missing.bf.923 | Reported.Prime.Mover_bf.923 | Reported.Prime.Mover_923 | Reported.Prime.Mover_860 | Reported.Fuel.Type.Code | Technology | Energy.Source.1 | unmapped_but_in_923 | unmapped | Orphan.Boiler | Boiler.Status | Boiler.Retirement.Year | Boiler.Retirement.Month | flag_BoilerRetired | flag_Boiler.Status | Boiler.ID.NotIn.Assoc | missingPlant.assoc | missingPlant.boilerDesignData.860 | missingPlant.generation.data.923 | missingPlant.boilerFuelData.923 | Reported.Prime.Mover_page1 | flag.ST.missing.bf.923 | flag.CACT.missingPair | flag_923bogenCTonly | flag.NGCC.badFuel | flag.ST.missing.bf.923.unmapped | flag_RPM | flag_floatingGen | flagFuelHeat | flag_STassoc_CT_CS_CA | flag_CSassociation | countFlags | YEAR | plant_bo | plant_bo_bf.923 | plant_bo_assoc | Utility.ID | Utility.Name | Plant.Name | Cooling.ID | Steam.Plant.Type | flagBoiler.ID_bocoo | orig_Boiler.ID_bocoo | manualBogenEditFileName | manualBogenEditDateTime
0 | 0 | 643 | 643^1 | combogen^643^1 | combogencoo^643^1 | 1 | none | eia860.org | 421033.37 |  | 0 | 0 | 0 | 617754.108 |  | 0 | 0 | 0 | 634994.298 |  | 0 | 0 | 0 | 335214.383 |  | 0 | 0 | 0 | 0 |  | 0 | 0 | 0 | 320159.324 |  | 0 | 0 | 0 | 357528.901 |  | 0 | 0 | 0 | 320082.195 |  | 0 | 0 | 0 | 0 |  | 0 | 0 | 0 | 0 |  | 0 | 0 | 0 | 0 |  | 0 | 0 | 0 | 0 |  | 0 | 0 | 0 | FALSE | removeChar | 1 | 1 | removeChar | FALSE | ST | ST | ST | DFO | Conventional Steam Coal | BIT | FALSE | FALSE | FALSE | OP | 2016 | 3 | 0 | 0 | 0 | FALSE | FALSE | FALSE | FALSE |  | 0 | FALSE | FALSE | 0 | 0 |  | 0 | 0 | 0 | 0 | 2 | 2015 | 643^1 | 643^1 | 643^1 | 7801 | Gulf Power Co | Lansing Smith | 1 | 1 | removeChar | 1
0 | 0 | 643 | 643^2 | combogen^643^2 | combogencoo^643^1 | 2 | none | eia860.org | 378896.404 |  | 0 | 0 | 0 | 360553.924 |  | 0 | 0 | 0 | 321755.808 |  | 0 | 0 | 0 | 0 |  | 0 | 0 | 0 | 361257 |  | 0 | 0 | 0 | 0 |  | 0 | 0 | 0 | 0 |  | 0 | 0 | 0 | 0 |  | 0 | 0 | 0 | 0 |  | 0 | 0 | 0 | 0 |  | 0 | 0 | 0 | 0 |  | 0 | 0 | 0 | 0 |  | 0 | 0 | 0 | FALSE | removeChar | 2 | 2 | removeChar | FALSE | ST | ST | ST | BIT | Conventional Steam Coal | BIT | FALSE | FALSE | FALSE | OP | 2016 | 3 | 0 | 0 | 0 | FALSE | FALSE | FALSE | FALSE |  | 0 | FALSE | FALSE | 0 | 0 |  | 0 | 0 | 0 | 0 | 2 | 2015 | 643^2 | 643^2 | 643^2 | 7801 | Gulf Power Co | Lansing Smith | 1 | 1 | removeChar | 2
0 | 0 | 643 | 643^3 | combogen^643^3 | combogencoo^643^1 | 3A | G180 | string_assn | 1241363.656 |  | 0 | 0 | 0 | 1118808.882 |  | 0 | 0 | 0 | 809377.673 |  | 0 | 0 | 0 | 1083967.225 |  | 0 | 0 | 0 | 1046020.7 |  | 0 | 0 | 0 | 987291.648 |  | 0 | 0 | 0 | 1173394.432 |  | 0 | 0 | 0 | 1181560.772 |  | 0 | 0 | 0 | 1092745.67 |  | 0 | 0 | 0 | 1277645.707 |  | 0 | 0 | 0 | 564382.72 |  | 0 | 0 | 0 | 1064635.796 |  | 0 | 0 | 0 | FALSE |  |  | 3A | removeChar | FALSE | CT | CT | CT | NG | Natural Gas Fired Combined Cycle | NG | FALSE | FALSE | FALSE |  |  |  |  | 0 | 1 | FALSE | FALSE | FALSE | FALSE |  | 0 | FALSE | FALSE | 0 | 0 |  | 0 | 0 | 0 | 0 | 2 | 2015 | 643^3A | 643^3A | 643^NA
0 | 0 | 643 | 643^3 | combogen^643^3 | combogencoo^643^1 | 3B | G180 | string_assn | 1234740.533 |  | 0 | 0 | 0 | 1069778.394 |  | 0 | 0 | 0 | 745644.107 |  | 0 | 0 | 0 | 1060912.925 |  | 0 | 0 | 0 | 1057839.975 |  | 0 | 0 | 0 | 994145.28 |  | 0 | 0 | 0 | 1121721.344 |  | 0 | 0 | 0 | 1143224.53 |  | 0 | 0 | 0 | 1055078.938 |  | 0 | 0 | 0 | 1225278.617 |  | 0 | 0 | 0 | 566352.896 |  | 0 | 0 | 0 | 32048.898 |  | 0 | 0 | 0 | FALSE |  |  | 3B | removeChar | FALSE | CT | CT | CT | NG | Natural Gas Fired Combined Cycle | NG | FALSE | FALSE | FALSE |  |  |  |  | 0 | 1 | FALSE | FALSE | FALSE | FALSE |  | 0 | FALSE | FALSE | 0 | 0 |  | 0 | 0 | 0 | 0 | 2 | 2015 | 643^3B | 643^3B | 643^NA
0 | 0 | 643 | 643^3 | combogen^643^3 | combogencoo^643^1 | 4 | G180 | string_assn | 46290.998 |  | 0 | 0 | 0 | 54566.784 |  | 0 | 0 | 0 | 28014.506 |  | 0 | 0 | 0 | 46937.825 |  | 0 | 0 | 0 | 64286.975 |  | 0 | 0 | 0 | 70693.888 |  | 0 | 0 | 0 | 88913.92 |  | 0 | 0 | 0 | 85981.882 |  | 0 | 0 | 0 | 82363.049 |  | 0 | 0 | 0 | 85068.699 |  | 0 | 0 | 0 | 35538.944 |  | 0 | 0 | 0 | 1082141.634 |  | 0 | 0 | 0 | FALSE | removeChar | 4 | 4 | removeChar | FALSE | CA | CT | CT | NG | Natural Gas Fired Combined Cycle | NG | FALSE | FALSE | FALSE | OP |  |  |  | 0 | 0 | FALSE | FALSE | FALSE | FALSE |  | 0 | FALSE | FALSE | 0 | 0 |  | 0 | 0 | 0 | 0 | 2 | 2015 | 643^4 | 643^4 | 643^4 | 7801 | Gulf Power Co | Lansing Smith | 2 | 1 | removeChar | 4
0 | 0 | 643 | 643^3 | combogen^643^3 | combogencoo^643^1 | 5 | G180 | unit_connection | 50332.243 |  | 0 | 0 | 0 | 58569.21 |  | 0 | 0 | 0 | 29921.645 |  | 0 | 0 | 0 | 49671.5 |  | 0 | 0 | 0 | 67424.5 |  | 0 | 0 | 0 | 73185.28 |  | 0 | 0 | 0 | 92728.32 |  | 0 | 0 | 0 | 89826.646 |  | 0 | 0 | 0 | 89446.747 |  | 0 | 0 | 0 | 97254.334 |  | 0 | 0 | 0 | 40846.336 |  | 0 | 0 | 0 | 37459.366 |  | 0 | 0 | 0 | FALSE | removeChar | 5 | 5 | removeChar | FALSE | CA | CT | CT | NG | Natural Gas Fired Combined Cycle | NG | FALSE | FALSE | FALSE | OP |  |  |  | 0 | 0 | FALSE | FALSE | FALSE | FALSE |  | 0 | FALSE | FALSE | 0 | 0 |  | 0 | 0 | 0 | 0 | 2 | 2015 | 643^5 | 643^5 | 643^5 | 7801 | Gulf Power Co | Lansing Smith | 2 | 1 | removeChar | 5
combogencoo_cool_type_key |  |  |  | 2015
manualEdit | Plant.Code | bogencoo | LAKE..OF..OC..RC. | RIVER..OF. | POND..OC..RC. | TOWER..RF..RI..RN. | DC | OS
0 | 643 | combogencoo^643^1 | [5 empty] | 1
0 | 643 | combogencoo^643^2 |  |  |  | 1
EIA_BocooAssoc |  |  |  | 2015
| Utility.ID | Utility.Name | Plant.Code | Plant.Name | Boiler.ID | Cooling.ID | Steam.Plant.Type
| 7801 | Gulf Power Co | 643 | Lansing Smith | 2 | 1 | 1
| 7801 | Gulf Power Co | 643 | Lansing Smith | 1 | 1 | 1
| 7801 | Gulf Power Co | 643 | Lansing Smith | 4 | 2 | 1
| 7801 | Gulf Power Co | 643 | Lansing Smith | 5 | 2 | 1
EIA_CoolingEnviroEquip |  |  |  | 2015
| Utility.ID | Utility.Name | Plant.Code | Plant.Name | State | Cooling.ID | Cooling.Status | Inservice.Month | Inservice.Year | Cooling.Type.1 | Cooling.Type.2 | Cooling.Type.3 | Cooling.Type.4 | Percent.Dry.Cooling | Cooling.Water.Source | Cooling.Water.Discharge | Water.Source.Code | Water.Type.Code | Intake.Rate.at.100...Gallons.per.Minute. | Chlorine.Inservice.Month | Chlorine.Inservice.Year | Pond.Inservice.Month | Pond.Inservice.Year | Pond.Surface.Area..Acres. | Pond.Volume..Acre.Feet. | Tower.Inservice.Month | Tower.Inservice.Year | Tower.Type.1 | Tower.Type.2 | Tower.Type.3 | Tower.Type.4 | Tower.Water.Rate..Gallons.per.Minute. | Power.Requirement..MW. | Cost.Total..Thousand.Dollars. | Cost.Ponds..Thousand.Dollars. | Cost.Towers..Thousand.Dollars. | Cost.Chlorine.Equipment..Thousand.Dollars. | Intake.Distance.Shore..Feet. | Outlet.Distance.Shore..Feet. | Intake.Distance.Surface..Feet. | Outlet.Distance.Surface..Feet. | Steam.Plant.Type
| 7801 | Gulf Power Co | 643 | Lansing Smith | FL | 1 | OP | 6 | 1965 | ON |  |  |  |  | North Bay | West Bay | SW | BR | 190304.42 | [14 empty] | 10695 |  |  |  | 3400 | 10000 | 13 | 8 | 1
| 7801 | Gulf Power Co | 643 | Lansing Smith | FL | 2 | OP | 4 | 2002 | RI |  |  |  |  | North Bay | West Bay | SW | BR | 9874.29 | [6 empty] | 4 | 2002 | MW |  |  |  | 119837.92 | 1.5 | 6497 |  | 3346 |  | 10000 | 10000 | 8 | 8 | 1
orig_sheet3_key |  |  |  | 2015
| plant_bo | bogen | Plant.Code
| 643^1 | 643^1 | 643
| 643^2 | 643^2 | 643
| 643^4 | 643^3 | 643
| 643^5 | 643^3 | 643
| 643^3A | 643^3 | 643
| 643^3B | 643^3 | 643
auto_sheet3_flags |  |  |  | 2015
| Plant.Code | plant_bo | bogen | missing.from.923 | unmapped_but_in_923 | unmapped | Orphan.Boiler | Boiler.Status | Boiler.ID.NotIn.Assoc | missingPlant.assoc | missingPlant.boilerDesignData.860 | missingPlant.generation.data.923 | missingPlant.boilerFuelData.923 | flag.CACT.missingPair | missing.bf.923 | flag.ST.missing.bf.923 | flag.ST.missing.bf.923.unmapped | flag_RPM | flag_floatingGen | flag_BoilerRetired | flag_Boiler.Status | flag_923bogenCTonly | flagFuelHeat | flag_STassoc_CT_CS_CA | flag_CSassociation | flagFH_no_NG_January | flagNG_no_FH_January | flagFuelHeat_January | flagFH_no_NG_February | flagNG_no_FH_February | flagFuelHeat_February | flagFH_no_NG_March | flagNG_no_FH_March | flagFuelHeat_March | flagFH_no_NG_April | flagNG_no_FH_April | flagFuelHeat_April | flagFH_no_NG_May | flagNG_no_FH_May | flagFuelHeat_May | flagFH_no_NG_June | flagNG_no_FH_June | flagFuelHeat_June | flagFH_no_NG_July | flagNG_no_FH_July | flagFuelHeat_July | flagFH_no_NG_August | flagNG_no_FH_August | flagFuelHeat_August | flagFH_no_NG_September | flagNG_no_FH_September | flagFuelHeat_September | flagFH_no_NG_October | flagNG_no_FH_October | flagFuelHeat_October | flagFH_no_NG_November | flagNG_no_FH_November | flagFuelHeat_November | flagFH_no_NG_December | flagNG_no_FH_December | flagFuelHeat_December | flag_ManualPlant | flag_MisMatch
| 643 | 643^1 | 643^1 | 0 | 0 | 0 | 0 | 0 | 0 | 0 | 0 | 0 | 0 | 0 | 0 | 0 | 0 | 0 | 0 | 0 | 0 | 0 | 0 | 0 | 0 | 0 | 0 | 0 | 0 | 0 | 0 | 0 | 0 | 0 | 0 | 0 | 0 | 0 | 0 | 0 | 0 | 0 | 0 | 0 | 0 | 0 | 0 | 0 | 0 | 0 | 0 | 0 | 0 | 0 | 0 | 0 | 0 | 0 | 0 | 0 | 0 | 0 | 1
| 643 | 643^2 | 643^2 | 0 | 0 | 0 | 0 | 0 | 0 | 0 | 0 | 0 | 0 | 0 | 0 | 0 | 0 | 0 | 0 | 0 | 0 | 0 | 0 | 0 | 0 | 0 | 0 | 0 | 0 | 0 | 0 | 0 | 0 | 0 | 0 | 0 | 0 | 0 | 0 | 0 | 0 | 0 | 0 | 0 | 0 | 0 | 0 | 0 | 0 | 0 | 0 | 0 | 0 | 0 | 0 | 0 | 0 | 0 | 0 | 0 | 0 | 0 | 1
| 643 | 643^3A | 643^3 | 0 | 0 | 0 | 0 | 0 | 1 | 0 | 0 | 0 | 0 | 0 | 0 | 0 | 0 | 0 | 0 | 0 | 0 | 0 | 0 | 0 | 0 | 0 | 0 | 0 | 0 | 0 | 0 | 0 | 0 | 0 | 0 | 0 | 0 | 0 | 0 | 0 | 0 | 0 | 0 | 0 | 0 | 0 | 0 | 0 | 0 | 0 | 0 | 0 | 0 | 0 | 0 | 0 | 0 | 0 | 0 | 0 | 0 | 0 | 1
| 643 | 643^3B | 643^3 | 0 | 0 | 0 | 0 | 0 | 1 | 0 | 0 | 0 | 0 | 0 | 0 | 0 | 0 | 0 | 0 | 0 | 0 | 0 | 0 | 0 | 0 | 0 | 0 | 0 | 0 | 0 | 0 | 0 | 0 | 0 | 0 | 0 | 0 | 0 | 0 | 0 | 0 | 0 | 0 | 0 | 0 | 0 | 0 | 0 | 0 | 0 | 0 | 0 | 0 | 0 | 0 | 0 | 0 | 0 | 0 | 0 | 0 | 0 | 1
| 643 | 643^4 | 643^3 | 0 | 0 | 0 | 0 | 0 | 0 | 0 | 0 | 0 | 0 | 0 | 0 | 0 | 0 | 0 | 0 | 0 | 0 | 0 | 0 | 0 | 0 | 0 | 0 | 0 | 0 | 0 | 0 | 0 | 0 | 0 | 0 | 0 | 0 | 0 | 0 | 0 | 0 | 0 | 0 | 0 | 0 | 0 | 0 | 0 | 0 | 0 | 0 | 0 | 0 | 0 | 0 | 0 | 0 | 0 | 0 | 0 | 0 | 0 | 1
| 643 | 643^5 | 643^3 | 0 | 0 | 0 | 0 | 0 | 0 | 0 | 0 | 0 | 0 | 0 | 0 | 0 | 0 | 0 | 0 | 0 | 0 | 0 | 0 | 0 | 0 | 0 | 0 | 0 | 0 | 0 | 0 | 0 | 0 | 0 | 0 | 0 | 0 | 0 | 0 | 0 | 0 | 0 | 0 | 0 | 0 | 0 | 0 | 0 | 0 | 0 | 0 | 0 | 0 | 0 | 0 | 0 | 0 | 0 | 0 | 0 | 0 | 0 | 1
auto_sheet3_key |  |  |  | 2015
manualBogenEdit | Plant.Code | bogen | Boiler.ID | Unit.Code | bga.source | Boiler.ID.Total.Fuel.Heat.January | PlantLine.Total.Fuel.Heat.January | flagNG_no_FH_January | flagFH_no_NG_January | flagFuelHeat_January | Boiler.ID.Total.Fuel.Heat.February | PlantLine.Total.Fuel.Heat.February | flagNG_no_FH_February | flagFH_no_NG_February | flagFuelHeat_February | Boiler.ID.Total.Fuel.Heat.March | PlantLine.Total.Fuel.Heat.March | flagNG_no_FH_March | flagFH_no_NG_March | flagFuelHeat_March | Boiler.ID.Total.Fuel.Heat.April | PlantLine.Total.Fuel.Heat.April | flagNG_no_FH_April | flagFH_no_NG_April | flagFuelHeat_April | Boiler.ID.Total.Fuel.Heat.May | PlantLine.Total.Fuel.Heat.May | flagNG_no_FH_May | flagFH_no_NG_May | flagFuelHeat_May | Boiler.ID.Total.Fuel.Heat.June | PlantLine.Total.Fuel.Heat.June | flagNG_no_FH_June | flagFH_no_NG_June | flagFuelHeat_June | Boiler.ID.Total.Fuel.Heat.July | PlantLine.Total.Fuel.Heat.July | flagNG_no_FH_July | flagFH_no_NG_July | flagFuelHeat_July | Boiler.ID.Total.Fuel.Heat.August | PlantLine.Total.Fuel.Heat.August | flagNG_no_FH_August | flagFH_no_NG_August | flagFuelHeat_August | Boiler.ID.Total.Fuel.Heat.September | PlantLine.Total.Fuel.Heat.September | flagNG_no_FH_September | flagFH_no_NG_September | flagFuelHeat_September | Boiler.ID.Total.Fuel.Heat.October | PlantLine.Total.Fuel.Heat.October | flagNG_no_FH_October | flagFH_no_NG_October | flagFuelHeat_October | Boiler.ID.Total.Fuel.Heat.November | PlantLine.Total.Fuel.Heat.November | flagNG_no_FH_November | flagFH_no_NG_November | flagFuelHeat_November | Boiler.ID.Total.Fuel.Heat.December | PlantLine.Total.Fuel.Heat.December | flagNG_no_FH_December | flagFH_no_NG_December | flagFuelHeat_December | missing.from.923 | flagBoiler.ID_assoc | orig_Boiler.ID_assoc | orig_Boiler.ID_bf.923 | flagBoiler.ID_bf.923 | missing.bf.923 | Reported.Prime.Mover_bf.923 | Reported.Prime.Mover_923 | Reported.Prime.Mover_860 | Reported.Fuel.Type.Code | Technology | Energy.Source.1 | unmapped_but_in_923 | unmapped | Orphan.Boiler | Boiler.Status | Boiler.Retirement.Year | Boiler.Retirement.Month | flag_BoilerRetired | flag_Boiler.Status | Boiler.ID.NotIn.Assoc | missingPlant.assoc | missingPlant.boilerDesignData.860 | missingPlant.generation.data.923 | missingPlant.boilerFuelData.923 | Reported.Prime.Mover_page1 | flag.ST.missing.bf.923 | flag.CACT.missingPair | flag_923bogenCTonly | flag.NGCC.badFuel | flag.ST.missing.bf.923.unmapped | flag_RPM | flag_floatingGen | flagFuelHeat | flag_STassoc_CT_CS_CA | flag_CSassociation | countFlags | YEAR | plant_bo | plant_bo_bf.923 | plant_bo_assoc | manualBogenEditFileName | manualBogenEditDateTime
0 | 643 | 643^1 | 1 | none | eia860.org | 421033.37 |  | 0 | 0 | 0 | 617754.108 |  | 0 | 0 | 0 | 634994.298 |  | 0 | 0 | 0 | 335214.383 |  | 0 | 0 | 0 | 0 |  | 0 | 0 | 0 | 320159.324 |  | 0 | 0 | 0 | 357528.901 |  | 0 | 0 | 0 | 320082.195 |  | 0 | 0 | 0 | 0 |  | 0 | 0 | 0 | 0 |  | 0 | 0 | 0 | 0 |  | 0 | 0 | 0 | 0 |  | 0 | 0 | 0 | FALSE | removeChar | 1 | 1 | removeChar | FALSE | ST | ST | ST | DFO | Conventional Steam Coal | BIT | FALSE | FALSE | FALSE | OP | 2016 | 3 | 0 | 0 | 0 | FALSE | FALSE | FALSE | FALSE |  | 0 | FALSE | FALSE | 0 | 0 |  | 0 | 0 | 0 | 0 | 2 | 2015 | 643^1 | 643^1 | 643^1
0 | 643 | 643^2 | 2 | none | eia860.org | 378896.404 |  | 0 | 0 | 0 | 360553.924 |  | 0 | 0 | 0 | 321755.808 |  | 0 | 0 | 0 | 0 |  | 0 | 0 | 0 | 361257 |  | 0 | 0 | 0 | 0 |  | 0 | 0 | 0 | 0 |  | 0 | 0 | 0 | 0 |  | 0 | 0 | 0 | 0 |  | 0 | 0 | 0 | 0 |  | 0 | 0 | 0 | 0 |  | 0 | 0 | 0 | 0 |  | 0 | 0 | 0 | FALSE | removeChar | 2 | 2 | removeChar | FALSE | ST | ST | ST | BIT | Conventional Steam Coal | BIT | FALSE | FALSE | FALSE | OP | 2016 | 3 | 0 | 0 | 0 | FALSE | FALSE | FALSE | FALSE |  | 0 | FALSE | FALSE | 0 | 0 |  | 0 | 0 | 0 | 0 | 2 | 2015 | 643^2 | 643^2 | 643^2
0 | 643 | 643^3 | 3A | G180 | string_assn | 1241363.656 |  | 0 | 0 | 0 | 1118808.882 |  | 0 | 0 | 0 | 809377.673 |  | 0 | 0 | 0 | 1083967.225 |  | 0 | 0 | 0 | 1046020.7 |  | 0 | 0 | 0 | 987291.648 |  | 0 | 0 | 0 | 1173394.432 |  | 0 | 0 | 0 | 1181560.772 |  | 0 | 0 | 0 | 1092745.67 |  | 0 | 0 | 0 | 1277645.707 |  | 0 | 0 | 0 | 564382.72 |  | 0 | 0 | 0 | 1064635.796 |  | 0 | 0 | 0 | FALSE |  |  | 3A | removeChar | FALSE | CT | CT | CT | NG | Natural Gas Fired Combined Cycle | NG | FALSE | FALSE | FALSE |  |  |  |  | 0 | 1 | FALSE | FALSE | FALSE | FALSE |  | 0 | FALSE | FALSE | 0 | 0 |  | 0 | 0 | 0 | 0 | 2 | 2015 | 643^3A | 643^3A | 643^NA
0 | 643 | 643^3 | 3B | G180 | string_assn | 1234740.533 |  | 0 | 0 | 0 | 1069778.394 |  | 0 | 0 | 0 | 745644.107 |  | 0 | 0 | 0 | 1060912.925 |  | 0 | 0 | 0 | 1057839.975 |  | 0 | 0 | 0 | 994145.28 |  | 0 | 0 | 0 | 1121721.344 |  | 0 | 0 | 0 | 1143224.53 |  | 0 | 0 | 0 | 1055078.938 |  | 0 | 0 | 0 | 1225278.617 |  | 0 | 0 | 0 | 566352.896 |  | 0 | 0 | 0 | 32048.898 |  | 0 | 0 | 0 | FALSE |  |  | 3B | removeChar | FALSE | CT | CT | CT | NG | Natural Gas Fired Combined Cycle | NG | FALSE | FALSE | FALSE |  |  |  |  | 0 | 1 | FALSE | FALSE | FALSE | FALSE |  | 0 | FALSE | FALSE | 0 | 0 |  | 0 | 0 | 0 | 0 | 2 | 2015 | 643^3B | 643^3B | 643^NA
0 | 643 | 643^3 | 4 | G180 | string_assn | 46290.998 |  | 0 | 0 | 0 | 54566.784 |  | 0 | 0 | 0 | 28014.506 |  | 0 | 0 | 0 | 46937.825 |  | 0 | 0 | 0 | 64286.975 |  | 0 | 0 | 0 | 70693.888 |  | 0 | 0 | 0 | 88913.92 |  | 0 | 0 | 0 | 85981.882 |  | 0 | 0 | 0 | 82363.049 |  | 0 | 0 | 0 | 85068.699 |  | 0 | 0 | 0 | 35538.944 |  | 0 | 0 | 0 | 1082141.634 |  | 0 | 0 | 0 | FALSE | removeChar | 4 | 4 | removeChar | FALSE | CA | CT | CT | NG | Natural Gas Fired Combined Cycle | NG | FALSE | FALSE | FALSE | OP |  |  |  | 0 | 0 | FALSE | FALSE | FALSE | FALSE |  | 0 | FALSE | FALSE | 0 | 0 |  | 0 | 0 | 0 | 0 | 2 | 2015 | 643^4 | 643^4 | 643^4
0 | 643 | 643^3 | 5 | G180 | unit_connection | 50332.243 |  | 0 | 0 | 0 | 58569.21 |  | 0 | 0 | 0 | 29921.645 |  | 0 | 0 | 0 | 49671.5 |  | 0 | 0 | 0 | 67424.5 |  | 0 | 0 | 0 | 73185.28 |  | 0 | 0 | 0 | 92728.32 |  | 0 | 0 | 0 | 89826.646 |  | 0 | 0 | 0 | 89446.747 |  | 0 | 0 | 0 | 97254.334 |  | 0 | 0 | 0 | 40846.336 |  | 0 | 0 | 0 | 37459.366 |  | 0 | 0 | 0 | FALSE | removeChar | 5 | 5 | removeChar | FALSE | CA | CT | CT | NG | Natural Gas Fired Combined Cycle | NG | FALSE | FALSE | FALSE | OP |  |  |  | 0 | 0 | FALSE | FALSE | FALSE | FALSE |  | 0 | FALSE | FALSE | 0 | 0 |  | 0 | 0 | 0 | 0 | 2 | 2015 | 643^5 | 643^5 | 643^5
orig_sheet4_key |  |  |  | 2015
| plant_gen | bogen | Plant.Code
| 643^1 | 643^1 | 643
| 643^2 | 643^2 | 643
| 643^3A | 643^3 | 643
| 643^3B | 643^3 | 643
| 643^3S | 643^3 | 643
auto_sheet4_flags |  |  |  | 2015
| Plant.Code | plant_gen | bogen | missing.from.923 | Generator.Status | Orphan.Generator | unmapped_but_in_923 | unmapped | missingPlant.assoc | missingPlant.generator.data.860 | missingPlant.generation.data.923 | flag.CACT.missingPair | missing.bf.923 | missing.generation.data | flag.ST.missing.bf.923 | flag.ST.missing.bf.923.unmapped | flag_RPM | flag_floatingGen | flag_GeneratorRetired | flag_Generator.Status | flag_923bogenCTonly | flagFuelHeat | flag_STassoc_CT_CS_CA | flag_CSassociation | flagNetGenWithoutFuelHeat | flagFuelHeatWithoutNetGen | flagFH_no_NG_January | flagNG_no_FH_January | flagFuelHeat_January | flagFH_no_NG_February | flagNG_no_FH_February | flagFuelHeat_February | flagFH_no_NG_March | flagNG_no_FH_March | flagFuelHeat_March | flagFH_no_NG_April | flagNG_no_FH_April | flagFuelHeat_April | flagFH_no_NG_May | flagNG_no_FH_May | flagFuelHeat_May | flagFH_no_NG_June | flagNG_no_FH_June | flagFuelHeat_June | flagFH_no_NG_July | flagNG_no_FH_July | flagFuelHeat_July | flagFH_no_NG_August | flagNG_no_FH_August | flagFuelHeat_August | flagFH_no_NG_September | flagNG_no_FH_September | flagFuelHeat_September | flagFH_no_NG_October | flagNG_no_FH_October | flagFuelHeat_October | flagFH_no_NG_November | flagNG_no_FH_November | flagFuelHeat_November | flagFH_no_NG_December | flagNG_no_FH_December | flagFuelHeat_December | flag_ManualPlant | flag_MisMatch
| 643 | 643^1 | 643^1 | 0 | 0 | 0 | 0 | 0 | 0 | 0 | 0 | 0 | 0 | 0 | 0 | 0 | 0 | 0 | 0 | 0 | 0 | 0 | 0 | 0 | 0 | 0 | 0 | 0 | 0 | 0 | 0 | 0 | 0 | 0 | 0 | 0 | 0 | 0 | 0 | 0 | 0 | 0 | 0 | 0 | 0 | 0 | 0 | 0 | 0 | 0 | 0 | 0 | 0 | 0 | 0 | 0 | 0 | 0 | 0 | 0 | 0 | 0 | 0 | 1
| 643 | 643^2 | 643^2 | 0 | 0 | 0 | 0 | 0 | 0 | 0 | 0 | 0 | 0 | 0 | 0 | 0 | 0 | 0 | 0 | 0 | 0 | 0 | 0 | 0 | 0 | 0 | 0 | 0 | 0 | 0 | 0 | 0 | 0 | 0 | 0 | 0 | 0 | 0 | 0 | 0 | 0 | 0 | 0 | 0 | 0 | 0 | 0 | 0 | 0 | 0 | 0 | 0 | 0 | 0 | 0 | 0 | 0 | 0 | 0 | 0 | 0 | 0 | 0 | 1
| 643 | 643^3A | 643^3 | 0 | 0 | 0 | 0 | 0 | 0 | 0 | 0 | 0 | 0 | 0 | 0 | 0 | 0 | 0 | 0 | 0 | 0 | 0 | 0 | 0 | 0 | 0 | 0 | 0 | 0 | 0 | 0 | 0 | 0 | 0 | 0 | 0 | 0 | 0 | 0 | 0 | 0 | 0 | 0 | 0 | 0 | 0 | 0 | 0 | 0 | 0 | 0 | 0 | 0 | 0 | 0 | 0 | 0 | 0 | 0 | 0 | 0 | 0 | 0 | 1
| 643 | 643^3B | 643^3 | 0 | 0 | 0 | 0 | 0 | 0 | 0 | 0 | 0 | 0 | 0 | 0 | 0 | 0 | 0 | 0 | 0 | 0 | 0 | 0 | 0 | 0 | 0 | 0 | 0 | 0 | 0 | 0 | 0 | 0 | 0 | 0 | 0 | 0 | 0 | 0 | 0 | 0 | 0 | 0 | 0 | 0 | 0 | 0 | 0 | 0 | 0 | 0 | 0 | 0 | 0 | 0 | 0 | 0 | 0 | 0 | 0 | 0 | 0 | 0 | 1
| 643 | 643^3S | 643^3 | 0 | 0 | 0 | 0 | 0 | 0 | 0 | 0 | 0 | 0 | 0 | 0 | 0 | 0 | 0 | 0 | 0 | 0 | 0 | 0 | 0 | 0 | 0 | 0 | 0 | 0 | 0 | 0 | 0 | 0 | 0 | 0 | 0 | 0 | 0 | 0 | 0 | 0 | 0 | 0 | 0 | 0 | 0 | 0 | 0 | 0 | 0 | 0 | 0 | 0 | 0 | 0 | 0 | 0 | 0 | 0 | 0 | 0 | 0 | 0 | 1
auto_sheet4_key |  |  |  | 2015
manualBogenEdit | Plant.Code | Generator.ID | bogen | Unit.Code | bga.source | Net.Generation.mwh | Generator.ID.Total.Net.Generation.January | PlantLine.Total.Fuel.Heat.January | PlantLine.Total.Net.Generation.January | flagNG_no_FH_January | flagFH_no_NG_January | flagFuelHeat_January | Generator.ID.Total.Net.Generation.February | PlantLine.Total.Fuel.Heat.February | PlantLine.Total.Net.Generation.February | flagNG_no_FH_February | flagFH_no_NG_February | flagFuelHeat_February | Generator.ID.Total.Net.Generation.March | PlantLine.Total.Fuel.Heat.March | PlantLine.Total.Net.Generation.March | flagNG_no_FH_March | flagFH_no_NG_March | flagFuelHeat_March | Generator.ID.Total.Net.Generation.April | PlantLine.Total.Fuel.Heat.April | PlantLine.Total.Net.Generation.April | flagNG_no_FH_April | flagFH_no_NG_April | flagFuelHeat_April | Generator.ID.Total.Net.Generation.May | PlantLine.Total.Fuel.Heat.May | PlantLine.Total.Net.Generation.May | flagNG_no_FH_May | flagFH_no_NG_May | flagFuelHeat_May | Generator.ID.Total.Net.Generation.June | PlantLine.Total.Fuel.Heat.June | PlantLine.Total.Net.Generation.June | flagNG_no_FH_June | flagFH_no_NG_June | flagFuelHeat_June | Generator.ID.Total.Net.Generation.July | PlantLine.Total.Fuel.Heat.July | PlantLine.Total.Net.Generation.July | flagNG_no_FH_July | flagFH_no_NG_July | flagFuelHeat_July | Generator.ID.Total.Net.Generation.August | PlantLine.Total.Fuel.Heat.August | PlantLine.Total.Net.Generation.August | flagNG_no_FH_August | flagFH_no_NG_August | flagFuelHeat_August | Generator.ID.Total.Net.Generation.September | PlantLine.Total.Fuel.Heat.September | PlantLine.Total.Net.Generation.September | flagNG_no_FH_September | flagFH_no_NG_September | flagFuelHeat_September | Generator.ID.Total.Net.Generation.October | PlantLine.Total.Fuel.Heat.October | PlantLine.Total.Net.Generation.October | flagNG_no_FH_October | flagFH_no_NG_October | flagFuelHeat_October | Generator.ID.Total.Net.Generation.November | PlantLine.Total.Fuel.Heat.November | PlantLine.Total.Net.Generation.November | flagNG_no_FH_November | flagFH_no_NG_November | flagFuelHeat_November | Generator.ID.Total.Net.Generation.December | PlantLine.Total.Fuel.Heat.December | PlantLine.Total.Net.Generation.December | flagNG_no_FH_December | flagFH_no_NG_December | flagFuelHeat_December | missing.from.923 | orig_Generator.ID_923 | flagGenerator.ID_923 | orig_Generator.ID_860 | flagGenerator.ID_860 | flagGenerator.ID_assoc | orig_Generator.ID_assoc | missing.bf.923 | Reported.Prime.Mover_bf.923 | Reported.Prime.Mover_923 | Reported.Prime.Mover_860 | Reported.Fuel.Type.Code | Technology | Energy.Source.1 | Generator.Status | Orphan.Generator | unmapped_but_in_923 | unmapped | flag_Generator.Status | Generator.Retirement.Year | Generator.Retirement.Month | flag_GeneratorRetired | missingPlant.assoc | missingPlant.generator.data.860 | missingPlant.generation.data.923 | Reported.Prime.Mover_page1 | flag.ST.missing.bf.923 | flag.CACT.missingPair | flag_923bogenCTonly | flag.NGCC.badFuel | flag.ST.missing.bf.923.unmapped | flag_RPM | flag_floatingGen | flagNetGenWithoutFuelHeat | flagFuelHeatWithoutNetGen | flagFuelHeat | flag_STassoc_CT_CS_CA | flag_CSassociation | countFlags | YEAR | plant_gen | plant_gen.923 | plant_gen.860 | plant_gen_assoc | missing.generation.data | manualBogenEditFileName | manualBogenEditDateTime
0 | 643 | 1 | 643^1 | none | eia860.org | 261320 | 37693 |  |  | 0 | 0 | 0 | 56569 |  |  | 0 | 0 | 0 | 56524 |  |  | 0 | 0 | 0 | 27645 |  |  | 0 | 0 | 0 | -957 |  |  | 0 | 0 | 0 | 27571 |  |  | 0 | 0 | 0 | 30991 |  |  | 0 | 0 | 0 | 27693 |  |  | 0 | 0 | 0 | -798 |  |  | 0 | 0 | 0 | -806 |  |  | 0 | 0 | 0 | 0 |  |  | 0 | 0 | 0 | -805 |  |  | 0 | 0 | 0 | FALSE | 1 | removeChar | 1 | removeChar | removeChar | 1 | FALSE | ST | ST | ST | DFO | Conventional Steam Coal | BIT | OP | FALSE | FALSE | FALSE | 0 |  |  |  | FALSE | FALSE | FALSE |  | 0 | FALSE | FALSE | 0 | 0 |  | 0 | 0 | 0 | 0 | 0 | 0 | 2 | 2015 | 643^1 | 643^1 | 643^1 | 643^1 | FALSE
0 | 643 | 2 | 643^2 | none | eia860.org | 117530 | 32485 |  |  | 0 | 0 | 0 | 31468 |  |  | 0 | 0 | 0 | 27129 |  |  | 0 | 0 | 0 | -438 |  |  | 0 | 0 | 0 | 30706 |  |  | 0 | 0 | 0 | -717 |  |  | 0 | 0 | 0 | -825 |  |  | 0 | 0 | 0 | -718 |  |  | 0 | 0 | 0 | -503 |  |  | 0 | 0 | 0 | -529 |  |  | 0 | 0 | 0 | 0 |  |  | 0 | 0 | 0 | -528 |  |  | 0 | 0 | 0 | FALSE | 2 | removeChar | 2 | removeChar | removeChar | 2 | FALSE | ST | ST | ST | BIT | Conventional Steam Coal | BIT | OP | FALSE | FALSE | FALSE | 0 |  |  |  | FALSE | FALSE | FALSE |  | 0 | FALSE | FALSE | 0 | 0 |  | 0 | 0 | 0 | 0 | 0 | 0 | 2 | 2015 | 643^2 | 643^2 | 643^2 | 643^2 | FALSE
0 | 643 | 3A | 643^3 | G180 | string_assn | 1118316 | 112223 |  |  | 0 | 0 | 0 | 102785 |  |  | 0 | 0 | 0 | 71074 |  |  | 0 | 0 | 0 | 97130 |  |  | 0 | 0 | 0 | 92569 |  |  | 0 | 0 | 0 | 84679 |  |  | 0 | 0 | 0 | 102705 |  |  | 0 | 0 | 0 | 103203 |  |  | 0 | 0 | 0 | 95362 |  |  | 0 | 0 | 0 | 111990 |  |  | 0 | 0 | 0 | 50661 |  |  | 0 | 0 | 0 | 93935 |  |  | 0 | 0 | 0 | FALSE | 3A | removeChar | 3A | removeChar |  |  | FALSE | CA | CT | CT | NG | Natural Gas Fired Combined Cycle | NG | OP | FALSE | FALSE | FALSE | 0 |  |  |  | FALSE | FALSE | FALSE |  | 0 | FALSE | FALSE | 0 | 0 |  | 0 | 0 | 0 | 0 | 0 | 0 | 2 | 2015 | 643^3A | 643^3A | 643^3A | 643^NA | FALSE
0 | 643 | 3B | 643^3 | G180 | string_assn | 1100242 | 111362 |  |  | 0 | 0 | 0 | 96893 |  |  | 0 | 0 | 0 | 64813 |  |  | 0 | 0 | 0 | 94037 |  |  | 0 | 0 | 0 | 93219 |  |  | 0 | 0 | 0 | 85935 |  |  | 0 | 0 | 0 | 99220 |  |  | 0 | 0 | 0 | 101106 |  |  | 0 | 0 | 0 | 93288 |  |  | 0 | 0 | 0 | 111239 |  |  | 0 | 0 | 0 | 52255 |  |  | 0 | 0 | 0 | 96875 |  |  | 0 | 0 | 0 | FALSE | 3B | removeChar | 3B | removeChar |  |  | FALSE | CA | CT | CT | NG | Natural Gas Fired Combined Cycle | NG | OP | FALSE | FALSE | FALSE | 0 |  |  |  | FALSE | FALSE | FALSE |  | 0 | FALSE | FALSE | 0 | 0 |  | 0 | 0 | 0 | 0 | 0 | 0 | 2 | 2015 | 643^3B | 643^3B | 643^3B | 643^NA | FALSE
0 | 643 | 3S | 643^3 | G180 | eia860.org | 1419175 | 135745 |  |  | 0 | 0 | 0 | 121787 |  |  | 0 | 0 | 0 | 85356 |  |  | 0 | 0 | 0 | 119975 |  |  | 0 | 0 | 0 | 120487 |  |  | 0 | 0 | 0 | 115286 |  |  | 0 | 0 | 0 | 133826 |  |  | 0 | 0 | 0 | 135732 |  |  | 0 | 0 | 0 | 124856 |  |  | 0 | 0 | 0 | 147479 |  |  | 0 | 0 | 0 | 62872 |  |  | 0 | 0 | 0 | 115774 |  |  | 0 | 0 | 0 | FALSE | 3S | removeChar | 3S | removeChar | removeChar | 3S | FALSE | CA | CA | CA | NG | Natural Gas Fired Combined Cycle | NG | OP | FALSE | FALSE | FALSE | 0 |  |  |  | FALSE | FALSE | FALSE |  | 0 | FALSE | FALSE | 0 | 0 |  | 0 | 0 | 0 | 0 | 0 | 0 | 2 | 2015 | 643^3S | 643^3S | 643^3S | 643^3S | FALSE
EIA_associationTable |  |  |  | 2015
| Utility.ID | Utility.Name | Plant.Code | Plant.Name | Boiler.ID | Generator.ID | Steam.Plant.Type
| 7801 | Gulf Power Co | 643 | Lansing Smith | 1 | 1 | 1
| 7801 | Gulf Power Co | 643 | Lansing Smith | 2 | 2 | 1
| 7801 | Gulf Power Co | 643 | Lansing Smith | 5 | 3S | 1
| 7801 | Gulf Power Co | 643 | Lansing Smith | 4 | 3S | 1
generator.data.860 |  |  |  | 2015
| Utility.ID | Utility.Name | Plant.Code | Plant.Name | State | County | Generator.ID | Technology | Prime.Mover | Unit.Code | Ownership | Duct.Burners | Can.Bypass.Heat.Recovery.Steam.Generator. | RTO.ISO.LMP.Node.Designation | RTO.ISO.Location.Designation.for.Reporting.Wholesale.Sales.Data.to.FERC | Nameplate.Capacity..MW. | Nameplate.Power.Factor | Summer.Capacity..MW. | Winter.Capacity..MW. | Minimum.Load..MW. | Uprate.or.Derate.Completed.During.Year | Month.Uprate.or.Derate.Completed | Year.Uprate.or.Derate.Completed | Status | Synchronized.to.Transmission.Grid | Operating.Month | Operating.Year | Planned.Retirement.Month | Planned.Retirement.Year | Associated.with.Combined.Heat.and.Power.System | Sector.Name | Sector | Topping.or.Bottoming | Energy.Source.1 | Energy.Source.2 | Energy.Source.3 | Energy.Source.4 | Energy.Source.5 | Energy.Source.6 | Startup.Source.1 | Startup.Source.2 | Startup.Source.3 | Startup.Source.4 | Solid.Fuel.Gasification.System. | Carbon.Capture.Technology. | Turbines..Inverters..or.Hydrokinetic.Buoys | Time.from.Cold.Shutdown.to.Full.Load | Fluidized.Bed.Technology. | Pulverized.Coal.Technology. | Stoker.Technology. | Other.Combustion.Technology. | Subcritical.Technology. | Supercritical.Technology. | Ultrasupercritical.Technology. | Planned.Net.Summer.Capacity.Uprate..MW. | Planned.Net.Winter.Capacity.Uprate..MW. | Planned.Uprate.Month | Planned.Uprate.Year | Planned.Net.Summer.Capacity.Derate..MW. | Planned.Net.Winter.Capacity.Derate..MW. | Planned.Derate.Month | Planned.Derate.Year | Planned.New.Prime.Mover | Planned.Energy.Source.1 | Planned.New.Nameplate.Capacity..MW. | Planned.Repower.Month | Planned.Repower.Year | Other.Planned.Modifications. | Other.Modifications.Month | Other.Modifications.Year | Cofire.Fuels. | Switch.Between.Oil.and.Natural.Gas.
| 7801 | Gulf Power Co | 643 | Lansing Smith | FL | Bay | 1 | Conventional Steam Coal | ST |  | S | X | X |  |  | 149.6 | 0.85 | 162 | 162 | 75 | N |  |  | OP | X | 6 | 1965 | 3 | 2016 | N | Electric Utility | 1 | X | BIT | [5 empty] | DFO |  |  |  | N | N |  | OVER |  | Y |  |  | Y | [18 empty] | N | N
| 7801 | Gulf Power Co | 643 | Lansing Smith | FL | Bay | 2 | Conventional Steam Coal | ST |  | S | X | X |  |  | 190.4 | 0.85 | 195 | 195 | 75 | N |  |  | OP | X | 6 | 1967 | 3 | 2016 | N | Electric Utility | 1 | X | BIT | [5 empty] | DFO |  |  |  | N | N |  | OVER |  | Y |  |  | Y | [18 empty] | N | N
| 7801 | Gulf Power Co | 643 | Lansing Smith | FL | Bay | 3A | Natural Gas Fired Combined Cycle | CT | G180 | S | X | N |  |  | 203.2 | 0.85 |  |  |  | N |  |  | OP | X | 4 | 2002 |  |  | N | Electric Utility | 1 | X | NG | [9 empty] | N | N |  | 12H | [7 empty] | 6 | 9 | 12 | 2016 | [12 empty] | N | N
| 7801 | Gulf Power Co | 643 | Lansing Smith | FL | Bay | 3B | Natural Gas Fired Combined Cycle | CT | G180 | S | X | N |  |  | 203.2 | 0.85 |  |  |  | N |  |  | OP | X | 4 | 2002 |  |  | N | Electric Utility | 1 | X | NG | [9 empty] | N | N |  | 12H | [7 empty] | 6 | 9 | 12 | 2016 | [12 empty] | N | N
| 7801 | Gulf Power Co | 643 | Lansing Smith | FL | Bay | 3S | Natural Gas Fired Combined Cycle | CA | G180 | S | Y | X |  |  | 213.3 | 0.85 | 481 | 531 | 360 | N |  |  | OP | X | 4 | 2002 |  |  | N | Electric Utility | 1 | X | NG | [9 empty] | N | N |  | 12H | [23 empty] | N | N
| 7801 | Gulf Power Co | 643 | Lansing Smith | FL | Bay | CT1 | Petroleum Liquids | GT |  | S | X | X |  |  | 41.8 | 0.9 | 32 | 40 | 32 | N |  |  | OP | X | 5 | 1971 |  |  | N | Electric Utility | 1 | X | DFO | [9 empty] | N | N |  | 1H | [23 empty] | N | N
retiredGenerators.860 |  |  |  | 2015
| Utility.ID | Utility.Name | Plant.Code | Plant.Name | State | County | Generator.ID | Technology | Prime.Mover | Unit.Code | Ownership | Duct.Burners | Can.Bypass.Heat.Recovery.Steam.Generator. | RTO.ISO.LMP.Node.Designation | RTO.ISO.Location.Designation.for.Reporting.Wholesale.Sales.Data.to.FERC | Nameplate.Capacity..MW. | Nameplate.Power.Factor | Summer.Capacity..MW. | Winter.Capacity..MW. | Minimum.Load..MW. | Uprate.or.Derate.Completed.During.Year | Month.Uprate.or.Derate.Completed | Year.Uprate.or.Derate.Completed | Status | Synchronized.to.Transmission.Grid | Operating.Month | Operating.Year | Retirement.Month | Retirement.Year | Associated.with.Combined.Heat.and.Power.System | Sector.Name | Sector | Topping.or.Bottoming | Energy.Source.1 | Energy.Source.2 | Energy.Source.3 | Energy.Source.4 | Energy.Source.5 | Energy.Source.6 | Startup.Source.1 | Startup.Source.2 | Startup.Source.3 | Startup.Source.4 | Solid.Fuel.Gasification.System. | Carbon.Capture.Technology. | Turbines..Inverters..or.Hydrokinetic.Buoys | Time.from.Cold.Shutdown.to.Full.Load | Fluidized.Bed.Technology. | Pulverized.Coal.Technology. | Stoker.Technology. | Other.Combustion.Technology. | Subcritical.Technology. | Supercritical.Technology. | Ultrasupercritical.Technology. | Cofire.Fuels. | Switch.Between.Oil.and.Natural.Gas.
Boiler_InfoDesign_Parameters.860 |  |  |  | 2015
| Utility.ID | Utility.Name | Plant.Code | Plant.Name | State | Boiler.ID | Boiler.Status | Type.of.Boiler | Inservice.Month | Inservice.Year | Retirement.Month | Retirement.Year | Firing.Type.1 | Firing.Type.2 | Firing.Type.3 | Max.Steam.Flow..Thousand.Pounds.per.Hour. | Firing.Rate.Using.Coal..0.1.Tons.per.Hour. | Firing.Rate.Using.Petroleum..0.1.Barrels.per.Hour. | Firing.Rate.Using.Gas..0.1.MCF.per.Hour. | Firing.Rate.Using.Other.Fuels | Waste.Heat.Input..Million.BTU.per.Hour. | Primary.Fuel.1 | Primary.Fuel.2 | Primary.Fuel.3 | Primary.Fuel.4 | Turndown.Ratio | Efficiency.100..Load | Efficiency.50..Load | Air.Flow.100..Load..Cubic.Feet.per.Minute. | Wet.Dry.Bottom | Fly.Ash.Reinjection | Steam.Plant.Type | missingData
| 7801 | Gulf Power Co | 643 | Lansing Smith | FL | 1 | OP | N | 6 | 1965 | 3 | 2016 | TF |  |  | 1075 | 73.8 | 0 | 0 | 0 |  | BIT |  |  |  | 0.5 | 0.89 | 0.9 | 434062 | D | N | 1 | 0
| 7801 | Gulf Power Co | 643 | Lansing Smith | FL | 2 | OP | N | 6 | 1967 | 3 | 2016 | TF |  |  | 1306 | 85.2 | 0 | 0 | 0 |  | BIT |  |  |  | 0.4 | 0.89 | 0.9 | 486157 | D | N | 1 | 0
| 7801 | Gulf Power Co | 643 | Lansing Smith | FL | 4 | OP | Da | 4 | 2002 |  |  | DB |  |  | 167 | 0 | 0 | 440 | 0 | 1061 | NG |  |  |  | 0.7 | 0.93 | 0.92 | 981324 |  | N | 1 | 0
| 7801 | Gulf Power Co | 643 | Lansing Smith | FL | 5 | OP | Da | 4 | 2002 |  |  | DB |  |  | 161 | 0 | 0 | 440 | 0 | 1061 | NG |  |  |  | 0.7 | 0.93 | 0.92 | 981324 |  | N | 1 | 0
boilerFuelData_923 |  |  |  | 2015
| Plant.Code | Combined.Heat.And..Power.Plant | Plant.Name | Operator.Name | Operator.Id | Plant.State | Census.Region | NERC.Region | NAICS.Code | Sector.Number | Sector.Name | Boiler.ID | Reported.Prime.Mover | Reported.Fuel.Type.Code | Physical.Unit.Label | Quantity.Of.Fuel.Consumed.January | Quantity.Of.Fuel.Consumed.February | Quantity.Of.Fuel.Consumed.March | Quantity.Of.Fuel.Consumed.April | Quantity.Of.Fuel.Consumed.May | Quantity.Of.Fuel.Consumed.June | Quantity.Of.Fuel.Consumed.July | Quantity.Of.Fuel.Consumed.August | Quantity.Of.Fuel.Consumed.September | Quantity.Of.Fuel.Consumed.October | Quantity.Of.Fuel.Consumed.November | Quantity.Of.Fuel.Consumed.December | MMbtu.Per.Unit.January | MMbtu.Per.Unit.February | MMbtu.Per.Unit.March | MMbtu.Per.Unit.April | MMbtu.Per.Unit.May | MMbtu.Per.Unit.June | MMbtu.Per.Unit.July | MMbtu.Per.Unit.August | MMbtu.Per.Unit.September | MMbtu.Per.Unit.October | MMbtu.Per.Unit.November | MMbtu.Per.Unit.December | Sulfur.Content.January | Sulfur.Content.February | Sulfur.Content.March | Sulfur.Content.April | Sulfur.Content.May | Sulfur.Content.June | Sulfur.Content.July | Sulfur.Content.August | Sulfur.Content.September | Sulfur.Content.October | Sulfur.Content.November | Sulfur.Content.December | Ash.Content.January | Ash.Content.February | Ash.Content.March | Ash.Content.April | Ash.Content.May | Ash.Content.June | Ash.Content.July | Ash.Content.August | Ash.Content.September | Ash.Content.October | Ash.Content.November | Ash.Content.December | Total.Fuel.Consumption.Quantity | YEAR | missingData
| 643 | N | Lansing Smith | Gulf Power Co | 7801 | FL | SAT | SERC | 22 | 1 | Electric Utility | 3B | CT | NG | Mcf | 1202279 | 1042669 | 726041 | 1035037 | 1032039 | 970845 | 1095431 | 1118615 | 1033378 | 1200077 | 553079 | 31359 | 1.027 | 1.026 | 1.027 | 1.025 | 1.025 | 1.024 | 1.024 | 1.022 | 1.021 | 1.021 | 1.024 | 1.022 | 0 | 0 | 0 | 0 | 0 | 0 | 0 | 0 | 0 | 0 | 0 | 0 | 0 | 0 | 0 | 0 | 0 | 0 | 0 | 0 | 0 | 0 | 0 | 0 | 11040849 | 2015 | 0
| 643 | N | Lansing Smith | Gulf Power Co | 7801 | FL | SAT | SERC | 22 | 1 | Electric Utility | 1 | ST | DFO | barrels | 785 | 41 | 44 | 73 | 0 | 240 | 275 | 159 | 0 | 0 | 0 | 0 | 5.83 | 5.82 | 5.832 | 5.843 | 0 | 5.812 | 5.811 | 5.805 | 0 | 0 | 0 | 0 | 0.5 | 0.5 | 0.5 | 0.5 | 0 | 0.5 | 0.5 | 0.5 | 0 | 0 | 0 | 0 | 0 | 0 | 0 | 0 | 0 | 0 | 0 | 0 | 0 | 0 | 0 | 0 | 1617 | 2015 | 0
| 643 | N | Lansing Smith | Gulf Power Co | 7801 | FL | SAT | SERC | 22 | 1 | Electric Utility | 1 | ST | BIT | short tons | 18734 | 27756 | 28173 | 14811 | 0 | 14242 | 15713 | 14200 | 0 | 0 | 0 | 0 | 22.23 | 22.248 | 22.53 | 22.604 | 0 | 22.382 | 22.652 | 22.476 | 0 | 0 | 0 | 0 | 0.73 | 0.69 | 0.7 | 0.7 | 0 | 0.74 | 0.77 | 0.77 | 0 | 0 | 0 | 0 | 8.5 | 8.3 | 9.1 | 8.9 | 0 | 8.7 | 9 | 9.3 | 0 | 0 | 0 | 0 | 133629 | 2015 | 0
| 643 | N | Lansing Smith | Gulf Power Co | 7801 | FL | SAT | SERC | 22 | 1 | Electric Utility | 2 | ST | DFO | barrels | 287 | 358 | 260 | 0 | 340 | 0 | 0 | 0 | 0 | 0 | 0 | 0 | 5.83 | 5.82 | 5.832 | 0 | 5.85 | 0 | 0 | 0 | 0 | 0 | 0 | 0 | 0.5 | 0.5 | 0.5 | 0 | 0.5 | 0 | 0 | 0 | 0 | 0 | 0 | 0 | 0 | 0 | 0 | 0 | 0 | 0 | 0 | 0 | 0 | 0 | 0 | 0 | 1245 | 2015 | 0
| 643 | N | Lansing Smith | Gulf Power Co | 7801 | FL | SAT | SERC | 22 | 1 | Electric Utility | 4 | CA | NG | Mcf | 45074 | 53184 | 27278 | 45793 | 62719 | 69037 | 86830 | 84131 | 80669 | 83319 | 34706 | 1058847 | 1.027 | 1.026 | 1.027 | 1.025 | 1.025 | 1.024 | 1.024 | 1.022 | 1.021 | 1.021 | 1.024 | 1.022 | 0 | 0 | 0 | 0 | 0 | 0 | 0 | 0 | 0 | 0 | 0 | 0 | 0 | 0 | 0 | 0 | 0 | 0 | 0 | 0 | 0 | 0 | 0 | 0 | 1731587 | 2015 | 0
| 643 | N | Lansing Smith | Gulf Power Co | 7801 | FL | SAT | SERC | 22 | 1 | Electric Utility | 3A | CT | NG | Mcf | 1208728 | 1090457 | 788099 | 1057529 | 1020508 | 964152 | 1145893 | 1156126 | 1070270 | 1251367 | 551155 | 1041718 | 1.027 | 1.026 | 1.027 | 1.025 | 1.025 | 1.024 | 1.024 | 1.022 | 1.021 | 1.021 | 1.024 | 1.022 | 0 | 0 | 0 | 0 | 0 | 0 | 0 | 0 | 0 | 0 | 0 | 0 | 0 | 0 | 0 | 0 | 0 | 0 | 0 | 0 | 0 | 0 | 0 | 0 | 12346002 | 2015 | 0
| 643 | N | Lansing Smith | Gulf Power Co | 7801 | FL | SAT | SERC | 22 | 1 | Electric Utility | 2 | ST | BIT | short tons | 16963 | 16303 | 13938 | 0 | 15925 | 0 | 0 | 0 | 0 | 0 | 0 | 0 | 22.238 | 21.988 | 22.976 | 0 | 22.56 | 0 | 0 | 0 | 0 | 0 | 0 | 0 | 0.73 | 0.64 | 0.68 | 0 | 0.71 | 0 | 0 | 0 | 0 | 0 | 0 | 0 | 8.8 | 8.3 | 8.7 | 0 | 8.7 | 0 | 0 | 0 | 0 | 0 | 0 | 0 | 63129 | 2015 | 0
| 643 | N | Lansing Smith | Gulf Power Co | 7801 | FL | SAT | SERC | 22 | 1 | Electric Utility | 5 | CA | NG | Mcf | 49009 | 57085 | 29135 | 48460 | 65780 | 71470 | 90555 | 87893 | 87607 | 95254 | 39889 | 36653 | 1.027 | 1.026 | 1.027 | 1.025 | 1.025 | 1.024 | 1.024 | 1.022 | 1.021 | 1.021 | 1.024 | 1.022 | 0 | 0 | 0 | 0 | 0 | 0 | 0 | 0 | 0 | 0 | 0 | 0 | 0 | 0 | 0 | 0 | 0 | 0 | 0 | 0 | 0 | 0 | 0 | 0 | 758790 | 2015 | 0
generation.data.923 |  |  |  | 2015
| Plant.Code | Combined.Heat.And.Power.Plant | Plant.Name | Operator.Name | Operator.Id | Plant.State | Census.Region | NERC.Region | NAICS.Code | Sector.Number | Sector.Name | Generator.ID | Reported.Prime.Mover | Net.Generation.January | Net.Generation.February | Net.Generation.March | Net.Generation.April | Net.Generation.May | Net.Generation.June | Net.Generation.July | Net.Generation.August | Net.Generation.September | Net.Generation.October | Net.Generation.November | Net.Generation.December | Net.Generation.Year.To.Date | YEAR | missingData
| 643 | N | Lansing Smith | Gulf Power Co | 7801 | FL | SAT | SERC | 22 | 1 | Electric Utility | 2 | ST | 32485 | 31468 | 27129 | -438 | 30706 | -717 | -825 | -718 | -503 | -529 | 0 | -528 | 117530 | 2015 | 1
| 643 | N | Lansing Smith | Gulf Power Co | 7801 | FL | SAT | SERC | 22 | 1 | Electric Utility | 3B | CT | 111362 | 96893 | 64813 | 94037 | 93219 | 85935 | 99220 | 101106 | 93288 | 111239 | 52255 | 96875 | 1100242 | 2015 | 0
| 643 | N | Lansing Smith | Gulf Power Co | 7801 | FL | SAT | SERC | 22 | 1 | Electric Utility | 1 | ST | 37693 | 56569 | 56524 | 27645 | -957 | 27571 | 30991 | 27693 | -798 | -806 | 0 | -805 | 261320 | 2015 | 1
| 643 | N | Lansing Smith | Gulf Power Co | 7801 | FL | SAT | SERC | 22 | 1 | Electric Utility | 3A | CT | 112223 | 102785 | 71074 | 97130 | 92569 | 84679 | 102705 | 103203 | 95362 | 111990 | 50661 | 93935 | 1118316 | 2015 | 0
| 643 | N | Lansing Smith | Gulf Power Co | 7801 | FL | SAT | SERC | 22 | 1 | Electric Utility | 3S | CA | 135745 | 121787 | 85356 | 119975 | 120487 | 115286 | 133826 | 135732 | 124856 | 147479 | 62872 | 115774 | 1419175 | 2015 | 0
page1GenFuelData.923 |  |  |  | 2015
| Plant.Code | Combined.Heat.And.Power.Plant | Nuclear.Unit.Id | Plant.Name | Operator.Name | Operator.Id | Plant.State | Census.Region | NERC.Region | Reserved | NAICS.Code | EIA.Sector.Number | Sector.Name | Reported.Prime.Mover | Reported.Fuel.Type.Code | AER.Fuel.Type.Code | Reserved.1 | Reserved.2 | Physical.Unit.Label | Quantity.January | Quantity.February | Quantity.March | Quantity.April | Quantity.May | Quantity.June | Quantity.July | Quantity.August | Quantity.September | Quantity.October | Quantity.November | Quantity.December | Elec_Quantity.January | Elec_Quantity.February | Elec_Quantity.March | Elec_Quantity.April | Elec_Quantity.May | Elec_Quantity.June | Elec_Quantity.July | Elec_Quantity.August | Elec_Quantity.September | Elec_Quantity.October | Elec_Quantity.November | Elec_Quantity.December | MMBtuPer_Unit.January | MMBtuPer_Unit.February | MMBtuPer_Unit.March | MMBtuPer_Unit.April | MMBtuPer_Unit.May | MMBtuPer_Unit.June | MMBtuPer_Unit.July | MMBtuPer_Unit.August | MMBtuPer_Unit.September | MMBtuPer_Unit.October | MMBtuPer_Unit.November | MMBtuPer_Unit.December | Tot_MMBtu.January | Tot_MMBtu.February | Tot_MMBtu.March | Tot_MMBtu.April | Tot_MMBtu.May | Tot_MMBtu.June | Tot_MMBtu.July | Tot_MMBtu.August | Tot_MMBtu.September | Tot_MMBtu.October | Tot_MMBtu.November | Tot_MMBtu.December | Elec_MMBtu.January | Elec_MMBtu.February | Elec_MMBtu.March | Elec_MMBtu.April | Elec_MMBtu.May | Elec_MMBtu.June | Elec_MMBtu.July | Elec_MMBtu.August | Elec_MMBtu.September | Elec_MMBtu.October | Elec_MMBtu.November | Elec_MMBtu.December | Netgen.January | Netgen.February | Netgen.March | Netgen.April | Netgen.May | Netgen.June | Netgen.July | Netgen.August | Netgen.September | Netgen.October | Netgen.November | Netgen.December | Total.Fuel.Consumption.Quantity | Electric.Fuel.Consumption.Quantity | Total.Fuel.Consumption.MMBtu | Elec.Fuel.Consumption.MMBtu | Net.Generation..Megawatthours. | YEAR | missingData
| 643 | N | . | Lansing Smith | Gulf Power Co | 7801 | FL | SAT | SERC |  | 22 | 1 | Electric Utility | CA | NG | NG |  |  | mcf | 94083 | 110269 | 56413 | 94253 | 128499 | 140507 | 177385 | 172024 | 168276 | 178573 | 74595 | 1095500 | 94083 | 110269 | 56413 | 94253 | 128499 | 140507 | 177385 | 172024 | 168276 | 178573 | 74595 | 1095500 | 1.027 | 1.026 | 1.027 | 1.025 | 1.025 | 1.024 | 1.024 | 1.022 | 1.021 | 1.021 | 1.024 | 1.022 | 96623 | 113136 | 57936 | 96609 | 131711 | 143879 | 181642 | 175809 | 171810 | 182323 | 76385 | 1119601 | 96623 | 113136 | 57936 | 96609 | 131711 | 143879 | 181642 | 175809 | 171810 | 182323 | 76385 | 1119601 | 135745 | 121787 | 85356 | 119975 | 120487 | 115286 | 133826 | 135732 | 124856 | 147479 | 62872 | 115774 | 2490377 | 2490377 | 2547464 | 2547464 | 1419175 | 2015 | 0
| 643 | N | . | Lansing Smith | Gulf Power Co | 7801 | FL | SAT | SERC |  | 22 | 1 | Electric Utility | CT | NG | NG |  |  | mcf | 2411007 | 2133126 | 1514140 | 2092566 | 2052547 | 1934997 | 2241324 | 2274741 | 2103648 | 2451444 | 1104234 | 1073077 | 2411007 | 2133126 | 1514140 | 2092566 | 2052547 | 1934997 | 2241324 | 2274741 | 2103648 | 2451444 | 1104234 | 1073077 | 1.027 | 1.026 | 1.027 | 1.025 | 1.025 | 1.024 | 1.024 | 1.022 | 1.021 | 1.021 | 1.024 | 1.022 | 2476104 | 2188587 | 1555022 | 2144880 | 2103861 | 1981437 | 2295116 | 2324785 | 2147825 | 2502924 | 1130736 | 1096685 | 2476104 | 2188587 | 1555022 | 2144880 | 2103861 | 1981437 | 2295116 | 2324785 | 2147825 | 2502924 | 1130736 | 1096685 | 223585 | 199678 | 135887 | 191167 | 185788 | 170614 | 201925 | 204309 | 188650 | 223229 | 102916 | 190810 | 23386851 | 23386851 | 23947962 | 23947962 | 2218558 | 2015 | 0
| 643 | N | . | Lansing Smith | Gulf Power Co | 7801 | FL | SAT | SERC |  | 22 | 1 | Electric Utility | CT | SUB | COL |  |  | short tons | 0 | 0 | 0 | 0 | 0 | 0 | 0 | 0 | 0 | 0 | 0 | 0 | 0 | 0 | 0 | 0 | 0 | 0 | 0 | 0 | 0 | 0 | 0 | 0 | 0 | 0 | 0 | 0 | 0 | 0 | 0 | 0 | 0 | 0 | 0 | 0 | 0 | 0 | 0 | 0 | 0 | 0 | 0 | 0 | 0 | 0 | 0 | 0 | 0 | 0 | 0 | 0 | 0 | 0 | 0 | 0 | 0 | 0 | 0 | 0 | 0 | 0 | 0 | 0 | 0 | 0 | 0 | 0 | 0 | 0 | 0 | 0 | 0 | 0 | 0 | 0 | 0 | 2015 | 0
| 643 | N | . | Lansing Smith | Gulf Power Co | 7801 | FL | SAT | SERC |  | 22 | 1 | Electric Utility | GT | DFO | DFO |  |  | barrels | 795 | 314 | 0 | 330 | 251 | 349 | 0 | 0 | 78 | 251 | 0 | 87 | 795 | 314 | 0 | 330 | 251 | 349 | 0 | 0 | 78 | 251 | 0 | 87 | 5.826 | 5.837 | 0 | 5.837 | 5.837 | 5.805 | 0 | 0 | 5.805 | 5.805 | 0 | 5.819 | 4632 | 1833 | 0 | 1926 | 1465 | 2026 | 0 | 0 | 453 | 1457 | 0 | 506 | 4632 | 1833 | 0 | 1926 | 1465 | 2026 | 0 | 0 | 453 | 1457 | 0 | 506 | 392 | 83 | 0 | 15 | 143 | 115 | -9 | -10 | 27 | 27 | -9 | 30 | 2455 | 2455 | 14298 | 14298 | 804 | 2015 | 0
| 643 | N | . | Lansing Smith | Gulf Power Co | 7801 | FL | SAT | SERC |  | 22 | 1 | Electric Utility | ST | BIT | COL |  |  | short tons | 35697 | 44059 | 42111 | 14811 | 15925 | 14242 | 15713 | 14200 | 0 | 0 | 0 | 0 | 35697 | 44059 | 42111 | 14811 | 15925 | 14242 | 15713 | 14200 | 0 | 0 | 0 | 0 | 22.234 | 22.152 | 22.678 | 22.604 | 22.56 | 22.382 | 22.652 | 22.476 | 0 | 0 | 0 | 0 | 793687 | 975995 | 954993 | 334788 | 359268 | 318764 | 355931 | 319159 | 0 | 0 | 0 | 0 | 793687 | 975995 | 954993 | 334788 | 359268 | 318764 | 355931 | 319159 | 0 | 0 | 0 | 0 | 69629.712 | 87828.031 | 83497.987 | 27172.381 | 29585.209 | 26737.002 | 30031.169 | 26897.214 | -1295.749 | -1329.612 | 0 | -1327.62 | 196758 | 196758 | 4412585 | 4412585 | 377425.72 | 2015 | 6
| 643 | N | . | Lansing Smith | Gulf Power Co | 7801 | FL | SAT | SERC |  | 22 | 1 | Electric Utility | ST | DFO | DFO |  |  | barrels | 1072 | 399 | 304 | 73 | 340 | 240 | 275 | 159 | 0 | 0 | 0 | 0 | 1072 | 399 | 304 | 73 | 340 | 240 | 275 | 159 | 0 | 0 | 0 | 0 | 5.83 | 5.82 | 5.832 | 5.843 | 5.85 | 5.812 | 5.811 | 5.805 | 0 | 0 | 0 | 0 | 6250 | 2322 | 1773 | 427 | 1989 | 1395 | 1598 | 923 | 0 | 0 | 0 | 0 | 6250 | 2322 | 1773 | 427 | 1989 | 1395 | 1598 | 923 | 0 | 0 | 0 | 0 | 548.288 | 208.969 | 155.013 | 34.619 | 163.791 | 116.998 | 134.831 | 77.786 | -5.251 | -5.388 | 0 | -5.38 | 2862 | 2862 | 16677 | 16677 | 1424.276 | 2015 | 6
FuelHeatByLine |  |  |  | 2015
| Plant.Code | Boiler.ID | bogen | Reported.Prime.Mover_bf.923 | Reported.Fuel.Type.Code | Fuel.Heat.January | Fuel.Heat.February | Fuel.Heat.March | Fuel.Heat.April | Fuel.Heat.May | Fuel.Heat.June | Fuel.Heat.July | Fuel.Heat.August | Fuel.Heat.September | Fuel.Heat.October | Fuel.Heat.November | Fuel.Heat.December | YEAR
| 643 | 1 | 643^1 | ST | DFO | 4576.55 | 238.62 | 256.608 | 426.539 | 0 | 1394.88 | 1598.025 | 922.995 | 0 | 0 | 0 | 0 | 2015
| 643 | 1 | 643^1 | ST | BIT | 416456.82 | 617515.488 | 634737.69 | 334787.844 | 0 | 318764.444 | 355930.876 | 319159.2 | 0 | 0 | 0 | 0 | 2015
| 643 | 2 | 643^2 | ST | DFO | 1673.21 | 2083.56 | 1516.32 | 0 | 1989 | 0 | 0 | 0 | 0 | 0 | 0 | 0 | 2015
| 643 | 2 | 643^2 | ST | BIT | 377223.194 | 358470.364 | 320239.488 | 0 | 359268 | 0 | 0 | 0 | 0 | 0 | 0 | 0 | 2015
| 643 | 3A | 643^3 | CT | NG | 1241363.656 | 1118808.882 | 809377.673 | 1083967.225 | 1046020.7 | 987291.648 | 1173394.432 | 1181560.772 | 1092745.67 | 1277645.707 | 564382.72 | 1064635.796 | 2015
| 643 | 3B | 643^3 | CT | NG | 1234740.533 | 1069778.394 | 745644.107 | 1060912.925 | 1057839.975 | 994145.28 | 1121721.344 | 1143224.53 | 1055078.938 | 1225278.617 | 566352.896 | 32048.898 | 2015
| 643 | 4 | 643^3 | CA | NG | 46290.998 | 54566.784 | 28014.506 | 46937.825 | 64286.975 | 70693.888 | 88913.92 | 85981.882 | 82363.049 | 85068.699 | 35538.944 | 1082141.634 | 2015
| 643 | 5 | 643^3 | CA | NG | 50332.243 | 58569.21 | 29921.645 | 49671.5 | 67424.5 | 73185.28 | 92728.32 | 89826.646 | 89446.747 | 97254.334 | 40846.336 | 37459.366 | 2015
NetGenByLine |  |  |  | 2015
| Plant.Code | Generator.ID | bogen | Reported.Prime.Mover | Net.Generation.Year.To.Date | Net.Generation.January | Net.Generation.February | Net.Generation.March | Net.Generation.April | Net.Generation.May | Net.Generation.June | Net.Generation.July | Net.Generation.August | Net.Generation.September | Net.Generation.October | Net.Generation.November | Net.Generation.December | YEAR
| 643 | 1 | 643^1 | ST | 261320 | 37693 | 56569 | 56524 | 27645 | -957 | 27571 | 30991 | 27693 | -798 | -806 | 0 | -805 | 2015
| 643 | 2 | 643^2 | ST | 117530 | 32485 | 31468 | 27129 | -438 | 30706 | -717 | -825 | -718 | -503 | -529 | 0 | -528 | 2015
| 643 | 3A | 643^3 | CT | 1118316 | 112223 | 102785 | 71074 | 97130 | 92569 | 84679 | 102705 | 103203 | 95362 | 111990 | 50661 | 93935 | 2015
| 643 | 3B | 643^3 | CT | 1100242 | 111362 | 96893 | 64813 | 94037 | 93219 | 85935 | 99220 | 101106 | 93288 | 111239 | 52255 | 96875 | 2015
| 643 | 3S | 643^3 | CA | 1419175 | 135745 | 121787 | 85356 | 119975 | 120487 | 115286 | 133826 | 135732 | 124856 | 147479 | 62872 | 115774 | 2015
FuelHeatByBoilerID |  |  |  | 2015
| Plant.Code | Boiler.ID | bogen | Reported.Prime.Mover_bf.923 | flagFuelHeat | Boiler.ID.Total.Fuel.Heat.January | Boiler.ID.Total.Fuel.Heat.February | Boiler.ID.Total.Fuel.Heat.March | Boiler.ID.Total.Fuel.Heat.April | Boiler.ID.Total.Fuel.Heat.May | Boiler.ID.Total.Fuel.Heat.June | Boiler.ID.Total.Fuel.Heat.July | Boiler.ID.Total.Fuel.Heat.August | Boiler.ID.Total.Fuel.Heat.September | Boiler.ID.Total.Fuel.Heat.October | Boiler.ID.Total.Fuel.Heat.November | Boiler.ID.Total.Fuel.Heat.December | YEAR
| 643 | 1 | 643^1 | ST | 0 | 421033.37 | 617754.108 | 634994.298 | 335214.383 | 0 | 320159.324 | 357528.901 | 320082.195 | 0 | 0 | 0 | 0 | 2015
| 643 | 2 | 643^2 | ST | 0 | 378896.404 | 360553.924 | 321755.808 | 0 | 361257 | 0 | 0 | 0 | 0 | 0 | 0 | 0 | 2015
| 643 | 3A | 643^3 | CT | 0 | 1241363.656 | 1118808.882 | 809377.673 | 1083967.225 | 1046020.7 | 987291.648 | 1173394.432 | 1181560.772 | 1092745.67 | 1277645.707 | 564382.72 | 1064635.796 | 2015
| 643 | 3B | 643^3 | CT | 0 | 1234740.533 | 1069778.394 | 745644.107 | 1060912.925 | 1057839.975 | 994145.28 | 1121721.344 | 1143224.53 | 1055078.938 | 1225278.617 | 566352.896 | 32048.898 | 2015
| 643 | 4 | 643^3 | CA | 0 | 46290.998 | 54566.784 | 28014.506 | 46937.825 | 64286.975 | 70693.888 | 88913.92 | 85981.882 | 82363.049 | 85068.699 | 35538.944 | 1082141.634 | 2015
| 643 | 5 | 643^3 | CA | 0 | 50332.243 | 58569.21 | 29921.645 | 49671.5 | 67424.5 | 73185.28 | 92728.32 | 89826.646 | 89446.747 | 97254.334 | 40846.336 | 37459.366 | 2015
NetGenByGeneratorID |  |  |  | 2015
| Plant.Code | Generator.ID | bogen | Reported.Prime.Mover_923 | Net.Generation.mwh | Generator.ID.Total.Net.Generation.January | Generator.ID.Total.Net.Generation.February | Generator.ID.Total.Net.Generation.March | Generator.ID.Total.Net.Generation.April | Generator.ID.Total.Net.Generation.May | Generator.ID.Total.Net.Generation.June | Generator.ID.Total.Net.Generation.July | Generator.ID.Total.Net.Generation.August | Generator.ID.Total.Net.Generation.September | Generator.ID.Total.Net.Generation.October | Generator.ID.Total.Net.Generation.November | Generator.ID.Total.Net.Generation.December | YEAR
| 643 | 1 | 643^1 | ST | 261320 | 37693 | 56569 | 56524 | 27645 | -957 | 27571 | 30991 | 27693 | -798 | -806 | 0 | -805 | 2015
| 643 | 2 | 643^2 | ST | 117530 | 32485 | 31468 | 27129 | -438 | 30706 | -717 | -825 | -718 | -503 | -529 | 0 | -528 | 2015
| 643 | 3A | 643^3 | CT | 1118316 | 112223 | 102785 | 71074 | 97130 | 92569 | 84679 | 102705 | 103203 | 95362 | 111990 | 50661 | 93935 | 2015
| 643 | 3B | 643^3 | CT | 1100242 | 111362 | 96893 | 64813 | 94037 | 93219 | 85935 | 99220 | 101106 | 93288 | 111239 | 52255 | 96875 | 2015
| 643 | 3S | 643^3 | CA | 1419175 | 135745 | 121787 | 85356 | 119975 | 120487 | 115286 | 133826 | 135732 | 124856 | 147479 | 62872 | 115774 | 2015
FuelHeatByBogen |  |  |  | 2015
| Plant.Code | blankCol | bogen | Reported.Prime.Mover_bf.923 | flagFuelHeat | Bogen.Total.Fuel.Heat.January | Bogen.Total.Fuel.Heat.February | Bogen.Total.Fuel.Heat.March | Bogen.Total.Fuel.Heat.April | Bogen.Total.Fuel.Heat.May | Bogen.Total.Fuel.Heat.June | Bogen.Total.Fuel.Heat.July | Bogen.Total.Fuel.Heat.August | Bogen.Total.Fuel.Heat.September | Bogen.Total.Fuel.Heat.October | Bogen.Total.Fuel.Heat.November | Bogen.Total.Fuel.Heat.December | YEAR
| 643 |  | 643^1 | ST | 0 | 421033.37 | 617754.108 | 634994.298 | 335214.383 | 0 | 320159.324 | 357528.901 | 320082.195 | 0 | 0 | 0 | 0 | 2015
| 643 |  | 643^2 | ST | 0 | 378896.404 | 360553.924 | 321755.808 | 0 | 361257 | 0 | 0 | 0 | 0 | 0 | 0 | 0 | 2015
| 643 |  | 643^3 | CT | 0 | 2572727.43 | 2301723.27 | 1612957.931 | 2241489.475 | 2235572.15 | 2125316.096 | 2476758.016 | 2500593.83 | 2319634.404 | 2685247.357 | 1207120.896 | 2216285.694 | 2015
| 643 |  | 643^3 | CA | 0 | 2572727.43 | 2301723.27 | 1612957.931 | 2241489.475 | 2235572.15 | 2125316.096 | 2476758.016 | 2500593.83 | 2319634.404 | 2685247.357 | 1207120.896 | 2216285.694 | 2015
NetGenByBogen |  |  |  | 2015
| Plant.Code | blankCol | bogen | Reported.Prime.Mover_923 | Net.Generation.mwh | Bogen.Total.Net.Generation.January | Bogen.Total.Net.Generation.February | Bogen.Total.Net.Generation.March | Bogen.Total.Net.Generation.April | Bogen.Total.Net.Generation.May | Bogen.Total.Net.Generation.June | Bogen.Total.Net.Generation.July | Bogen.Total.Net.Generation.August | Bogen.Total.Net.Generation.September | Bogen.Total.Net.Generation.October | Bogen.Total.Net.Generation.November | Bogen.Total.Net.Generation.December | YEAR
| 643 |  | 643^1 | ST | 261320 | 37693 | 56569 | 56524 | 27645 | -957 | 27571 | 30991 | 27693 | -798 | -806 | 0 | -805 | 2015
| 643 |  | 643^2 | ST | 117530 | 32485 | 31468 | 27129 | -438 | 30706 | -717 | -825 | -718 | -503 | -529 | 0 | -528 | 2015
| 643 |  | 643^3 | CT | 1118316 | 359330 | 321465 | 221243 | 311142 | 306275 | 285900 | 335751 | 340041 | 313506 | 370708 | 165788 | 306584 | 2015
| 643 |  | 643^3 | CT | 1100242 | 359330 | 321465 | 221243 | 311142 | 306275 | 285900 | 335751 | 340041 | 313506 | 370708 | 165788 | 306584 | 2015
| 643 |  | 643^3 | CA | 1419175 | 359330 | 321465 | 221243 | 311142 | 306275 | 285900 | 335751 | 340041 | 313506 | 370708 | 165788 | 306584 | 2015
ThermalEfficiencyByBogen |  |  |  | 2015
| Plant.Code | blankCol | bogen | Reported.Prime.Mover_923 | Net.Generation.mwh | ThermalEfficiency.January | ThermalEfficiency.February | ThermalEfficiency.March | ThermalEfficiency.April | ThermalEfficiency.May | ThermalEfficiency.June | ThermalEfficiency.July | ThermalEfficiency.August | ThermalEfficiency.September | ThermalEfficiency.October | ThermalEfficiency.November | ThermalEfficiency.December | YEAR
| 643 |  | 643^1 | ST | 261320 | 0.30547 | 0.31246 | 0.30373 | 0.2814 | 0 | 0.29384 | 0.29577 | 0.29521 | 0 | 0 | 0 | 0 | 2015
| 643 |  | 643^2 | ST | 117530 | 0.29254 | 0.2978 | 0.2877 | 0 | 0.29002 | 0 | 0 | 0 | 0 | 0 | 0 | 0 | 2015
| 643 |  | 643^3 | CT | 1118316 | 0.47657 | 0.47655 | 0.46803 | 0.47364 | 0.46747 | 0.45901 | 0.46255 | 0.464 | 0.46116 | 0.47106 | 0.46863 | 0.47201 | 2015
| 643 |  | 643^3 | CT | 1100242 | 0.47657 | 0.47655 | 0.46803 | 0.47364 | 0.46747 | 0.45901 | 0.46255 | 0.464 | 0.46116 | 0.47106 | 0.46863 | 0.47201 | 2015
| 643 |  | 643^3 | CA | 1419175 | 0.47657 | 0.47655 | 0.46803 | 0.47364 | 0.46747 | 0.45901 | 0.46255 | 0.464 | 0.46116 | 0.47106 | 0.46863 | 0.47201 | 2015

## 673
2015 | Plant.Code | orig_bogencoo.key | auto_bogencoo.key | combogencoo_cool_type_key | EIA_BocooAssoc | EIA_CoolingEnviroEquip | orig_sheet3_key | auto_sheet3_flags | auto_sheet3_key | orig_sheet4_key | auto_sheet4_flags | auto_sheet4_key | EIA_associationTable | generator.data.860 | retiredGenerators.860 | Boiler_InfoDesign_Parameters.860 | boilerFuelData_923 | generation.data.923 | page1GenFuelData.923 | FuelHeatByLine | NetGenByLine | FuelHeatByBoilerID | NetGenByGeneratorID | FuelHeatByBogen | NetGenByBogen | ThermalEfficiencyByBogen
| 673 | 2 | 3 | 2 | 0 | 0 | 3 | 3 | 3 | 3 | 3 | 3 | 2 | 9 | 3 | 2 | 6 | 3 | 8 | 6 | 3 | 3 | 3 | 3 | 3 | 3
orig_bogencoo.key |  |  |  | 2015
| combogen | combogencoo | Plant.Code
| combogen^673^1 | combogencoo^673^1 | 673
| combogen^673^2 | combogencoo^673^2 | 673
auto_bogencoo.key |  |  |  | 2015
manualEdit | manualBogenEdit | Plant.Code | Bogen | combogen | combogencoo | Boiler.ID | Unit.Code | bga.source | Boiler.ID.Total.Fuel.Heat.January | PlantLine.Total.Fuel.Heat.January | flagNG_no_FH_January | flagFH_no_NG_January | flagFuelHeat_January | Boiler.ID.Total.Fuel.Heat.February | PlantLine.Total.Fuel.Heat.February | flagNG_no_FH_February | flagFH_no_NG_February | flagFuelHeat_February | Boiler.ID.Total.Fuel.Heat.March | PlantLine.Total.Fuel.Heat.March | flagNG_no_FH_March | flagFH_no_NG_March | flagFuelHeat_March | Boiler.ID.Total.Fuel.Heat.April | PlantLine.Total.Fuel.Heat.April | flagNG_no_FH_April | flagFH_no_NG_April | flagFuelHeat_April | Boiler.ID.Total.Fuel.Heat.May | PlantLine.Total.Fuel.Heat.May | flagNG_no_FH_May | flagFH_no_NG_May | flagFuelHeat_May | Boiler.ID.Total.Fuel.Heat.June | PlantLine.Total.Fuel.Heat.June | flagNG_no_FH_June | flagFH_no_NG_June | flagFuelHeat_June | Boiler.ID.Total.Fuel.Heat.July | PlantLine.Total.Fuel.Heat.July | flagNG_no_FH_July | flagFH_no_NG_July | flagFuelHeat_July | Boiler.ID.Total.Fuel.Heat.August | PlantLine.Total.Fuel.Heat.August | flagNG_no_FH_August | flagFH_no_NG_August | flagFuelHeat_August | Boiler.ID.Total.Fuel.Heat.September | PlantLine.Total.Fuel.Heat.September | flagNG_no_FH_September | flagFH_no_NG_September | flagFuelHeat_September | Boiler.ID.Total.Fuel.Heat.October | PlantLine.Total.Fuel.Heat.October | flagNG_no_FH_October | flagFH_no_NG_October | flagFuelHeat_October | Boiler.ID.Total.Fuel.Heat.November | PlantLine.Total.Fuel.Heat.November | flagNG_no_FH_November | flagFH_no_NG_November | flagFuelHeat_November | Boiler.ID.Total.Fuel.Heat.December | PlantLine.Total.Fuel.Heat.December | flagNG_no_FH_December | flagFH_no_NG_December | flagFuelHeat_December | missing.from.923 | flagBoiler.ID_assoc | orig_Boiler.ID_assoc | orig_Boiler.ID_bf.923 | flagBoiler.ID_bf.923 | missing.bf.923 | Reported.Prime.Mover_bf.923 | Reported.Prime.Mover_923 | Reported.Prime.Mover_860 | Reported.Fuel.Type.Code | Technology | Energy.Source.1 | unmapped_but_in_923 | unmapped | Orphan.Boiler | Boiler.Status | Boiler.Retirement.Year | Boiler.Retirement.Month | flag_BoilerRetired | flag_Boiler.Status | Boiler.ID.NotIn.Assoc | missingPlant.assoc | missingPlant.boilerDesignData.860 | missingPlant.generation.data.923 | missingPlant.boilerFuelData.923 | Reported.Prime.Mover_page1 | flag.ST.missing.bf.923 | flag.CACT.missingPair | flag_923bogenCTonly | flag.NGCC.badFuel | flag.ST.missing.bf.923.unmapped | flag_RPM | flag_floatingGen | flagFuelHeat | flag_STassoc_CT_CS_CA | flag_CSassociation | countFlags | YEAR | plant_bo | plant_bo_bf.923 | plant_bo_assoc | Utility.ID | Utility.Name | Plant.Name | Cooling.ID | Steam.Plant.Type | flagBoiler.ID_bocoo | orig_Boiler.ID_bocoo | manualBogenEditFileName | manualBogenEditDateTime
0 | 0 | 673 | 673^2 | combogen^673^2 |  | GT2 | CC1 | string_assn | 726.24 |  | 0 | 1 | 0 | 2073.66 |  | 0 | 1 | 0 | 9242.22 |  | 0 | 0 | 0 | 0 |  | 0 | 0 | 0 | 6919.68 |  | 0 | 0 | 0 | 13265.1 |  | 0 | 0 | 0 | 5930.28 |  | 0 | 0 | 0 | 4950.06 |  | 0 | 0 | 0 | 4651.2 |  | 0 | 0 | 0 | 7353.18 |  | 0 | 0 | 0 | 7285.86 |  | 0 | 0 | 0 | 3272.16 |  | 0 | 0 | 0 | FALSE |  |  | GT2 | removeChar | FALSE | CT | CT | CT | DFO | Natural Gas Fired Combined Cycle | NG | FALSE | FALSE | FALSE |  |  |  |  | 0 | 1 | FALSE | FALSE | FALSE | FALSE |  | 0 | FALSE | FALSE | 0 | 0 |  | 0 | 0 | 0 | 0 | 5 | 2015 | 673^GT2 | 673^GT2 | 673^NA
0 | 0 | 673 | 673^2 | combogen^673^2 |  | S-5 | CC1 | string_assn | 0 |  | 0 | 1 | 0 | 0 |  | 0 | 1 | 0 | 0 |  | 0 | 0 | 0 | 0 |  | 0 | 0 | 0 | 0 |  | 0 | 0 | 0 | 0 |  | 0 | 0 | 0 | 0 |  | 0 | 0 | 0 | 0 |  | 0 | 0 | 0 | 0 |  | 0 | 0 | 0 | 0 |  | 0 | 0 | 0 | 0 |  | 0 | 0 | 0 | 0 |  | 0 | 0 | 0 | FALSE | removeChar | S-5 | S-5 | removeChar | FALSE | CA | CT | CT | DFO | Natural Gas Fired Combined Cycle | NG | FALSE | FALSE | FALSE | OP |  |  |  | 0 | 0 | FALSE | FALSE | FALSE | FALSE |  | 0 | FALSE | FALSE | 0 | 0 |  | 0 | 0 | 0 | 0 | 5 | 2015 | 673^S-5 | 673^S-5 | 673^S-5
0 | 0 | 673 | 673^8 | combogen^673^8 |  | S-3 | none | eia860.org | 0 |  | 0 | 0 | 0 | 4150.38 |  | 0 | 0 | 0 | 0 |  | 0 | 0 | 0 | 0 |  | 0 | 0 | 0 | 6869.7 |  | 0 | 0 | 0 | 873.12 |  | 0 | 0 | 0 | 0 |  | 0 | 0 | 0 | 0 |  | 0 | 0 | 0 | 2338.86 |  | 0 | 0 | 0 | 0 |  | 0 | 0 | 0 | 1104.66 |  | 0 | 0 | 0 | 0 |  | 0 | 0 | 0 | FALSE | removeChar | S-3 | S-3 | removeChar | FALSE | ST | ST | ST | RFO | Natural Gas Steam Turbine | NG | FALSE | FALSE | FALSE | OP |  |  |  | 0 | 0 | FALSE | FALSE | FALSE | FALSE |  | 0 | FALSE | FALSE | 0 | 0 |  | 0 | 0 | 0 | 0 | 2 | 2015 | 673^S-3 | 673^S-3 | 673^S-3
combogencoo_cool_type_key |  |  |  | 2015
manualEdit | Plant.Code | bogencoo | LAKE..OF..OC..RC. | RIVER..OF. | POND..OC..RC. | TOWER..RF..RI..RN. | DC | OS
0 | 673 | combogencoo^673^1 |  |  |  | 1
0 | 673 | combogencoo^673^2 |  |  |  | 1
EIA_BocooAssoc |  |  |  | 2015
| Utility.ID | Utility.Name | Plant.Code | Plant.Name | Boiler.ID | Cooling.ID | Steam.Plant.Type
EIA_CoolingEnviroEquip |  |  |  | 2015
| Utility.ID | Utility.Name | Plant.Code | Plant.Name | State | Cooling.ID | Cooling.Status | Inservice.Month | Inservice.Year | Cooling.Type.1 | Cooling.Type.2 | Cooling.Type.3 | Cooling.Type.4 | Percent.Dry.Cooling | Cooling.Water.Source | Cooling.Water.Discharge | Water.Source.Code | Water.Type.Code | Intake.Rate.at.100...Gallons.per.Minute. | Chlorine.Inservice.Month | Chlorine.Inservice.Year | Pond.Inservice.Month | Pond.Inservice.Year | Pond.Surface.Area..Acres. | Pond.Volume..Acre.Feet. | Tower.Inservice.Month | Tower.Inservice.Year | Tower.Type.1 | Tower.Type.2 | Tower.Type.3 | Tower.Type.4 | Tower.Water.Rate..Gallons.per.Minute. | Power.Requirement..MW. | Cost.Total..Thousand.Dollars. | Cost.Ponds..Thousand.Dollars. | Cost.Towers..Thousand.Dollars. | Cost.Chlorine.Equipment..Thousand.Dollars. | Intake.Distance.Shore..Feet. | Outlet.Distance.Shore..Feet. | Intake.Distance.Surface..Feet. | Outlet.Distance.Surface..Feet. | Steam.Plant.Type
orig_sheet3_key |  |  |  | 2015
| plant_bo | bogen | Plant.Code
| 673^S-3 | 673^1 | 673
| 673^GT2 | 673^2 | 673
| 673^S-5 | 673^2 | 673
auto_sheet3_flags |  |  |  | 2015
| Plant.Code | plant_bo | bogen | missing.from.923 | unmapped_but_in_923 | unmapped | Orphan.Boiler | Boiler.Status | Boiler.ID.NotIn.Assoc | missingPlant.assoc | missingPlant.boilerDesignData.860 | missingPlant.generation.data.923 | missingPlant.boilerFuelData.923 | flag.CACT.missingPair | missing.bf.923 | flag.ST.missing.bf.923 | flag.ST.missing.bf.923.unmapped | flag_RPM | flag_floatingGen | flag_BoilerRetired | flag_Boiler.Status | flag_923bogenCTonly | flagFuelHeat | flag_STassoc_CT_CS_CA | flag_CSassociation | flagFH_no_NG_January | flagNG_no_FH_January | flagFuelHeat_January | flagFH_no_NG_February | flagNG_no_FH_February | flagFuelHeat_February | flagFH_no_NG_March | flagNG_no_FH_March | flagFuelHeat_March | flagFH_no_NG_April | flagNG_no_FH_April | flagFuelHeat_April | flagFH_no_NG_May | flagNG_no_FH_May | flagFuelHeat_May | flagFH_no_NG_June | flagNG_no_FH_June | flagFuelHeat_June | flagFH_no_NG_July | flagNG_no_FH_July | flagFuelHeat_July | flagFH_no_NG_August | flagNG_no_FH_August | flagFuelHeat_August | flagFH_no_NG_September | flagNG_no_FH_September | flagFuelHeat_September | flagFH_no_NG_October | flagNG_no_FH_October | flagFuelHeat_October | flagFH_no_NG_November | flagNG_no_FH_November | flagFuelHeat_November | flagFH_no_NG_December | flagNG_no_FH_December | flagFuelHeat_December | flag_ManualPlant | flag_MisMatch
| 673 | 673^GT2 | 673^2 | 0 | 0 | 0 | 0 | 0 | 1 | 0 | 0 | 0 | 0 | 0 | 0 | 0 | 0 | 0 | 0 | 0 | 0 | 0 | 0 | 0 | 0 | 1 | 0 | 0 | 1 | 0 | 0 | 0 | 0 | 0 | 0 | 0 | 0 | 0 | 0 | 0 | 0 | 0 | 0 | 0 | 0 | 0 | 0 | 0 | 0 | 0 | 0 | 0 | 0 | 0 | 0 | 0 | 0 | 0 | 0 | 0 | 0 | 0 | 1
| 673 | 673^S-3 | 673^8 | 0 | 0 | 0 | 0 | 0 | 0 | 0 | 0 | 0 | 0 | 0 | 0 | 0 | 0 | 0 | 0 | 0 | 0 | 0 | 0 | 0 | 0 | 0 | 0 | 0 | 0 | 0 | 0 | 0 | 0 | 0 | 0 | 0 | 0 | 0 | 0 | 0 | 0 | 0 | 0 | 0 | 0 | 0 | 0 | 0 | 0 | 0 | 0 | 0 | 0 | 0 | 0 | 0 | 0 | 0 | 0 | 0 | 0 | 0 | 1
| 673 | 673^S-5 | 673^2 | 0 | 0 | 0 | 0 | 0 | 0 | 0 | 0 | 0 | 0 | 0 | 0 | 0 | 0 | 0 | 0 | 0 | 0 | 0 | 0 | 0 | 0 | 1 | 0 | 0 | 1 | 0 | 0 | 0 | 0 | 0 | 0 | 0 | 0 | 0 | 0 | 0 | 0 | 0 | 0 | 0 | 0 | 0 | 0 | 0 | 0 | 0 | 0 | 0 | 0 | 0 | 0 | 0 | 0 | 0 | 0 | 0 | 0 | 0 | 1
auto_sheet3_key |  |  |  | 2015
manualBogenEdit | Plant.Code | bogen | Boiler.ID | Unit.Code | bga.source | Boiler.ID.Total.Fuel.Heat.January | PlantLine.Total.Fuel.Heat.January | flagNG_no_FH_January | flagFH_no_NG_January | flagFuelHeat_January | Boiler.ID.Total.Fuel.Heat.February | PlantLine.Total.Fuel.Heat.February | flagNG_no_FH_February | flagFH_no_NG_February | flagFuelHeat_February | Boiler.ID.Total.Fuel.Heat.March | PlantLine.Total.Fuel.Heat.March | flagNG_no_FH_March | flagFH_no_NG_March | flagFuelHeat_March | Boiler.ID.Total.Fuel.Heat.April | PlantLine.Total.Fuel.Heat.April | flagNG_no_FH_April | flagFH_no_NG_April | flagFuelHeat_April | Boiler.ID.Total.Fuel.Heat.May | PlantLine.Total.Fuel.Heat.May | flagNG_no_FH_May | flagFH_no_NG_May | flagFuelHeat_May | Boiler.ID.Total.Fuel.Heat.June | PlantLine.Total.Fuel.Heat.June | flagNG_no_FH_June | flagFH_no_NG_June | flagFuelHeat_June | Boiler.ID.Total.Fuel.Heat.July | PlantLine.Total.Fuel.Heat.July | flagNG_no_FH_July | flagFH_no_NG_July | flagFuelHeat_July | Boiler.ID.Total.Fuel.Heat.August | PlantLine.Total.Fuel.Heat.August | flagNG_no_FH_August | flagFH_no_NG_August | flagFuelHeat_August | Boiler.ID.Total.Fuel.Heat.September | PlantLine.Total.Fuel.Heat.September | flagNG_no_FH_September | flagFH_no_NG_September | flagFuelHeat_September | Boiler.ID.Total.Fuel.Heat.October | PlantLine.Total.Fuel.Heat.October | flagNG_no_FH_October | flagFH_no_NG_October | flagFuelHeat_October | Boiler.ID.Total.Fuel.Heat.November | PlantLine.Total.Fuel.Heat.November | flagNG_no_FH_November | flagFH_no_NG_November | flagFuelHeat_November | Boiler.ID.Total.Fuel.Heat.December | PlantLine.Total.Fuel.Heat.December | flagNG_no_FH_December | flagFH_no_NG_December | flagFuelHeat_December | missing.from.923 | flagBoiler.ID_assoc | orig_Boiler.ID_assoc | orig_Boiler.ID_bf.923 | flagBoiler.ID_bf.923 | missing.bf.923 | Reported.Prime.Mover_bf.923 | Reported.Prime.Mover_923 | Reported.Prime.Mover_860 | Reported.Fuel.Type.Code | Technology | Energy.Source.1 | unmapped_but_in_923 | unmapped | Orphan.Boiler | Boiler.Status | Boiler.Retirement.Year | Boiler.Retirement.Month | flag_BoilerRetired | flag_Boiler.Status | Boiler.ID.NotIn.Assoc | missingPlant.assoc | missingPlant.boilerDesignData.860 | missingPlant.generation.data.923 | missingPlant.boilerFuelData.923 | Reported.Prime.Mover_page1 | flag.ST.missing.bf.923 | flag.CACT.missingPair | flag_923bogenCTonly | flag.NGCC.badFuel | flag.ST.missing.bf.923.unmapped | flag_RPM | flag_floatingGen | flagFuelHeat | flag_STassoc_CT_CS_CA | flag_CSassociation | countFlags | YEAR | plant_bo | plant_bo_bf.923 | plant_bo_assoc | manualBogenEditFileName | manualBogenEditDateTime
0 | 673 | 673^2 | GT2 | CC1 | string_assn | 726.24 |  | 0 | 1 | 0 | 2073.66 |  | 0 | 1 | 0 | 9242.22 |  | 0 | 0 | 0 | 0 |  | 0 | 0 | 0 | 6919.68 |  | 0 | 0 | 0 | 13265.1 |  | 0 | 0 | 0 | 5930.28 |  | 0 | 0 | 0 | 4950.06 |  | 0 | 0 | 0 | 4651.2 |  | 0 | 0 | 0 | 7353.18 |  | 0 | 0 | 0 | 7285.86 |  | 0 | 0 | 0 | 3272.16 |  | 0 | 0 | 0 | FALSE |  |  | GT2 | removeChar | FALSE | CT | CT | CT | DFO | Natural Gas Fired Combined Cycle | NG | FALSE | FALSE | FALSE |  |  |  |  | 0 | 1 | FALSE | FALSE | FALSE | FALSE |  | 0 | FALSE | FALSE | 0 | 0 |  | 0 | 0 | 0 | 0 | 5 | 2015 | 673^GT2 | 673^GT2 | 673^NA
0 | 673 | 673^8 | S-3 | none | eia860.org | 0 |  | 0 | 0 | 0 | 4150.38 |  | 0 | 0 | 0 | 0 |  | 0 | 0 | 0 | 0 |  | 0 | 0 | 0 | 6869.7 |  | 0 | 0 | 0 | 873.12 |  | 0 | 0 | 0 | 0 |  | 0 | 0 | 0 | 0 |  | 0 | 0 | 0 | 2338.86 |  | 0 | 0 | 0 | 0 |  | 0 | 0 | 0 | 1104.66 |  | 0 | 0 | 0 | 0 |  | 0 | 0 | 0 | FALSE | removeChar | S-3 | S-3 | removeChar | FALSE | ST | ST | ST | RFO | Natural Gas Steam Turbine | NG | FALSE | FALSE | FALSE | OP |  |  |  | 0 | 0 | FALSE | FALSE | FALSE | FALSE |  | 0 | FALSE | FALSE | 0 | 0 |  | 0 | 0 | 0 | 0 | 2 | 2015 | 673^S-3 | 673^S-3 | 673^S-3
0 | 673 | 673^2 | S-5 | CC1 | string_assn | 0 |  | 0 | 1 | 0 | 0 |  | 0 | 1 | 0 | 0 |  | 0 | 0 | 0 | 0 |  | 0 | 0 | 0 | 0 |  | 0 | 0 | 0 | 0 |  | 0 | 0 | 0 | 0 |  | 0 | 0 | 0 | 0 |  | 0 | 0 | 0 | 0 |  | 0 | 0 | 0 | 0 |  | 0 | 0 | 0 | 0 |  | 0 | 0 | 0 | 0 |  | 0 | 0 | 0 | FALSE | removeChar | S-5 | S-5 | removeChar | FALSE | CA | CT | CT | DFO | Natural Gas Fired Combined Cycle | NG | FALSE | FALSE | FALSE | OP |  |  |  | 0 | 0 | FALSE | FALSE | FALSE | FALSE |  | 0 | FALSE | FALSE | 0 | 0 |  | 0 | 0 | 0 | 0 | 5 | 2015 | 673^S-5 | 673^S-5 | 673^S-5
orig_sheet4_key |  |  |  | 2015
| plant_gen | bogen | Plant.Code
| 673^S3 | 673^1 | 673
| 673^GT2 | 673^2 | 673
| 673^S5 | 673^2 | 673
auto_sheet4_flags |  |  |  | 2015
| Plant.Code | plant_gen | bogen | missing.from.923 | Generator.Status | Orphan.Generator | unmapped_but_in_923 | unmapped | missingPlant.assoc | missingPlant.generator.data.860 | missingPlant.generation.data.923 | flag.CACT.missingPair | missing.bf.923 | missing.generation.data | flag.ST.missing.bf.923 | flag.ST.missing.bf.923.unmapped | flag_RPM | flag_floatingGen | flag_GeneratorRetired | flag_Generator.Status | flag_923bogenCTonly | flagFuelHeat | flag_STassoc_CT_CS_CA | flag_CSassociation | flagNetGenWithoutFuelHeat | flagFuelHeatWithoutNetGen | flagFH_no_NG_January | flagNG_no_FH_January | flagFuelHeat_January | flagFH_no_NG_February | flagNG_no_FH_February | flagFuelHeat_February | flagFH_no_NG_March | flagNG_no_FH_March | flagFuelHeat_March | flagFH_no_NG_April | flagNG_no_FH_April | flagFuelHeat_April | flagFH_no_NG_May | flagNG_no_FH_May | flagFuelHeat_May | flagFH_no_NG_June | flagNG_no_FH_June | flagFuelHeat_June | flagFH_no_NG_July | flagNG_no_FH_July | flagFuelHeat_July | flagFH_no_NG_August | flagNG_no_FH_August | flagFuelHeat_August | flagFH_no_NG_September | flagNG_no_FH_September | flagFuelHeat_September | flagFH_no_NG_October | flagNG_no_FH_October | flagFuelHeat_October | flagFH_no_NG_November | flagNG_no_FH_November | flagFuelHeat_November | flagFH_no_NG_December | flagNG_no_FH_December | flagFuelHeat_December | flag_ManualPlant | flag_MisMatch
| 673 | 673^GT2 | 673^2 | 0 | 0 | 0 | 0 | 0 | 0 | 0 | 0 | 0 | 0 | 0 | 0 | 0 | 0 | 0 | 0 | 0 | 0 | 0 | 0 | 0 | 0 | 1 | 1 | 0 | 0 | 1 | 0 | 0 | 0 | 0 | 0 | 0 | 0 | 0 | 0 | 0 | 0 | 0 | 0 | 0 | 0 | 0 | 0 | 0 | 0 | 0 | 0 | 0 | 0 | 0 | 0 | 0 | 0 | 0 | 0 | 0 | 0 | 0 | 0 | 1
| 673 | 673^S3 | 673^8 | 0 | 0 | 0 | 0 | 0 | 0 | 0 | 0 | 0 | 0 | 0 | 0 | 0 | 0 | 0 | 0 | 0 | 0 | 0 | 0 | 0 | 0 | 0 | 0 | 0 | 0 | 0 | 0 | 0 | 0 | 0 | 0 | 0 | 0 | 0 | 0 | 0 | 0 | 0 | 0 | 0 | 0 | 0 | 0 | 0 | 0 | 0 | 0 | 0 | 0 | 0 | 0 | 0 | 0 | 0 | 0 | 0 | 0 | 0 | 0 | 1
| 673 | 673^S5 | 673^2 | 0 | 0 | 0 | 0 | 0 | 0 | 0 | 0 | 0 | 0 | 0 | 0 | 0 | 0 | 0 | 0 | 0 | 0 | 0 | 0 | 0 | 0 | 1 | 1 | 0 | 0 | 1 | 0 | 0 | 0 | 0 | 0 | 0 | 0 | 0 | 0 | 0 | 0 | 0 | 0 | 0 | 0 | 0 | 0 | 0 | 0 | 0 | 0 | 0 | 0 | 0 | 0 | 0 | 0 | 0 | 0 | 0 | 0 | 0 | 0 | 1
auto_sheet4_key |  |  |  | 2015
manualBogenEdit | Plant.Code | Generator.ID | bogen | Unit.Code | bga.source | Net.Generation.mwh | Generator.ID.Total.Net.Generation.January | PlantLine.Total.Fuel.Heat.January | PlantLine.Total.Net.Generation.January | flagNG_no_FH_January | flagFH_no_NG_January | flagFuelHeat_January | Generator.ID.Total.Net.Generation.February | PlantLine.Total.Fuel.Heat.February | PlantLine.Total.Net.Generation.February | flagNG_no_FH_February | flagFH_no_NG_February | flagFuelHeat_February | Generator.ID.Total.Net.Generation.March | PlantLine.Total.Fuel.Heat.March | PlantLine.Total.Net.Generation.March | flagNG_no_FH_March | flagFH_no_NG_March | flagFuelHeat_March | Generator.ID.Total.Net.Generation.April | PlantLine.Total.Fuel.Heat.April | PlantLine.Total.Net.Generation.April | flagNG_no_FH_April | flagFH_no_NG_April | flagFuelHeat_April | Generator.ID.Total.Net.Generation.May | PlantLine.Total.Fuel.Heat.May | PlantLine.Total.Net.Generation.May | flagNG_no_FH_May | flagFH_no_NG_May | flagFuelHeat_May | Generator.ID.Total.Net.Generation.June | PlantLine.Total.Fuel.Heat.June | PlantLine.Total.Net.Generation.June | flagNG_no_FH_June | flagFH_no_NG_June | flagFuelHeat_June | Generator.ID.Total.Net.Generation.July | PlantLine.Total.Fuel.Heat.July | PlantLine.Total.Net.Generation.July | flagNG_no_FH_July | flagFH_no_NG_July | flagFuelHeat_July | Generator.ID.Total.Net.Generation.August | PlantLine.Total.Fuel.Heat.August | PlantLine.Total.Net.Generation.August | flagNG_no_FH_August | flagFH_no_NG_August | flagFuelHeat_August | Generator.ID.Total.Net.Generation.September | PlantLine.Total.Fuel.Heat.September | PlantLine.Total.Net.Generation.September | flagNG_no_FH_September | flagFH_no_NG_September | flagFuelHeat_September | Generator.ID.Total.Net.Generation.October | PlantLine.Total.Fuel.Heat.October | PlantLine.Total.Net.Generation.October | flagNG_no_FH_October | flagFH_no_NG_October | flagFuelHeat_October | Generator.ID.Total.Net.Generation.November | PlantLine.Total.Fuel.Heat.November | PlantLine.Total.Net.Generation.November | flagNG_no_FH_November | flagFH_no_NG_November | flagFuelHeat_November | Generator.ID.Total.Net.Generation.December | PlantLine.Total.Fuel.Heat.December | PlantLine.Total.Net.Generation.December | flagNG_no_FH_December | flagFH_no_NG_December | flagFuelHeat_December | missing.from.923 | orig_Generator.ID_923 | flagGenerator.ID_923 | orig_Generator.ID_860 | flagGenerator.ID_860 | flagGenerator.ID_assoc | orig_Generator.ID_assoc | missing.bf.923 | Reported.Prime.Mover_bf.923 | Reported.Prime.Mover_923 | Reported.Prime.Mover_860 | Reported.Fuel.Type.Code | Technology | Energy.Source.1 | Generator.Status | Orphan.Generator | unmapped_but_in_923 | unmapped | flag_Generator.Status | Generator.Retirement.Year | Generator.Retirement.Month | flag_GeneratorRetired | missingPlant.assoc | missingPlant.generator.data.860 | missingPlant.generation.data.923 | Reported.Prime.Mover_page1 | flag.ST.missing.bf.923 | flag.CACT.missingPair | flag_923bogenCTonly | flag.NGCC.badFuel | flag.ST.missing.bf.923.unmapped | flag_RPM | flag_floatingGen | flagNetGenWithoutFuelHeat | flagFuelHeatWithoutNetGen | flagFuelHeat | flag_STassoc_CT_CS_CA | flag_CSassociation | countFlags | YEAR | plant_gen | plant_gen.923 | plant_gen.860 | plant_gen_assoc | missing.generation.data | manualBogenEditFileName | manualBogenEditDateTime
0 | 673 | GT2 | 673^2 | CC1 | string_assn | 4207 | 25 |  |  | 0 | 1 | 0 | -14 |  |  | 0 | 1 | 0 | 575 |  |  | 0 | 0 | 0 | 0 |  |  | 0 | 0 | 0 | 496 |  |  | 0 | 0 | 0 | 817 |  |  | 0 | 0 | 0 | 354 |  |  | 0 | 0 | 0 | 297 |  |  | 0 | 0 | 0 | 302 |  |  | 0 | 0 | 0 | 439 |  |  | 0 | 0 | 0 | 734 |  |  | 0 | 0 | 0 | 182 |  |  | 0 | 0 | 0 | FALSE | GT2 | removeChar | GT2 | removeChar |  |  | FALSE | CT | CT | CT | DFO | Natural Gas Fired Combined Cycle | NG | OP | FALSE | FALSE | FALSE | 0 |  |  |  | FALSE | FALSE | FALSE |  | 0 | FALSE | FALSE | 0 | 0 |  | 0 | 0 | 2 | 0 | 0 | 0 | 5 | 2015 | 673^GT2 | 673^GT2 | 673^GT2 | 673^NA | FALSE
0 | 673 | S3 | 673^8 | none | eia860.org | 794 | 0 |  |  | 0 | 0 | 0 | 245 |  |  | 0 | 0 | 0 | 0 |  |  | 0 | 0 | 0 | 0 |  |  | 0 | 0 | 0 | 322 |  |  | 0 | 0 | 0 | 26 |  |  | 0 | 0 | 0 | 0 |  |  | 0 | 0 | 0 | 0 |  |  | 0 | 0 | 0 | 146 |  |  | 0 | 0 | 0 | 0 |  |  | 0 | 0 | 0 | 55 |  |  | 0 | 0 | 0 | 0 |  |  | 0 | 0 | 0 | FALSE | S3 | removeChar | S3 | removeChar | removeChar | S3 | FALSE | ST | ST | ST | RFO | Natural Gas Steam Turbine | NG | OP | FALSE | FALSE | FALSE | 0 |  |  |  | FALSE | FALSE | FALSE |  | 0 | FALSE | FALSE | 0 | 0 |  | 0 | 0 | 0 | 0 | 0 | 0 | 2 | 2015 | 673^S3 | 673^S3 | 673^S3 | 673^S3 | FALSE
0 | 673 | S5 | 673^2 | CC1 | eia860.org | 924 | -73 |  |  | 0 | 1 | 0 | -4 |  |  | 0 | 1 | 0 | 155 |  |  | 0 | 0 | 0 | -40 |  |  | 0 | 0 | 0 | 137 |  |  | 0 | 0 | 0 | 248 |  |  | 0 | 0 | 0 | 81 |  |  | 0 | 0 | 0 | 41 |  |  | 0 | 0 | 0 | 60 |  |  | 0 | 0 | 0 | 106 |  |  | 0 | 0 | 0 | 183 |  |  | 0 | 0 | 0 | 30 |  |  | 0 | 0 | 0 | FALSE | S5 | removeChar | S5 | removeChar | removeChar | S5 | FALSE | CT | CA | CA | DFO | Natural Gas Fired Combined Cycle | NG | OP | FALSE | FALSE | FALSE | 0 |  |  |  | FALSE | FALSE | FALSE |  | 0 | FALSE | FALSE | 0 | 0 |  | 0 | 0 | 2 | 0 | 0 | 0 | 5 | 2015 | 673^S5 | 673^S5 | 673^S5 | 673^S5 | FALSE
EIA_associationTable |  |  |  | 2015
| Utility.ID | Utility.Name | Plant.Code | Plant.Name | Boiler.ID | Generator.ID | Steam.Plant.Type
| 10620 | City of Lake Worth - (FL) | 673 | Tom G Smith | S-3 | S3 | 2
| 10620 | City of Lake Worth - (FL) | 673 | Tom G Smith | S-5 | S5 | 2
generator.data.860 |  |  |  | 2015
| Utility.ID | Utility.Name | Plant.Code | Plant.Name | State | County | Generator.ID | Technology | Prime.Mover | Unit.Code | Ownership | Duct.Burners | Can.Bypass.Heat.Recovery.Steam.Generator. | RTO.ISO.LMP.Node.Designation | RTO.ISO.Location.Designation.for.Reporting.Wholesale.Sales.Data.to.FERC | Nameplate.Capacity..MW. | Nameplate.Power.Factor | Summer.Capacity..MW. | Winter.Capacity..MW. | Minimum.Load..MW. | Uprate.or.Derate.Completed.During.Year | Month.Uprate.or.Derate.Completed | Year.Uprate.or.Derate.Completed | Status | Synchronized.to.Transmission.Grid | Operating.Month | Operating.Year | Planned.Retirement.Month | Planned.Retirement.Year | Associated.with.Combined.Heat.and.Power.System | Sector.Name | Sector | Topping.or.Bottoming | Energy.Source.1 | Energy.Source.2 | Energy.Source.3 | Energy.Source.4 | Energy.Source.5 | Energy.Source.6 | Startup.Source.1 | Startup.Source.2 | Startup.Source.3 | Startup.Source.4 | Solid.Fuel.Gasification.System. | Carbon.Capture.Technology. | Turbines..Inverters..or.Hydrokinetic.Buoys | Time.from.Cold.Shutdown.to.Full.Load | Fluidized.Bed.Technology. | Pulverized.Coal.Technology. | Stoker.Technology. | Other.Combustion.Technology. | Subcritical.Technology. | Supercritical.Technology. | Ultrasupercritical.Technology. | Planned.Net.Summer.Capacity.Uprate..MW. | Planned.Net.Winter.Capacity.Uprate..MW. | Planned.Uprate.Month | Planned.Uprate.Year | Planned.Net.Summer.Capacity.Derate..MW. | Planned.Net.Winter.Capacity.Derate..MW. | Planned.Derate.Month | Planned.Derate.Year | Planned.New.Prime.Mover | Planned.Energy.Source.1 | Planned.New.Nameplate.Capacity..MW. | Planned.Repower.Month | Planned.Repower.Year | Other.Planned.Modifications. | Other.Modifications.Month | Other.Modifications.Year | Cofire.Fuels. | Switch.Between.Oil.and.Natural.Gas.
| 10620 | City of Lake Worth - (FL) | 673 | Tom G Smith | FL | Palm Beach | GT1 | Petroleum Liquids | GT |  | S | X | X |  |  | 30.8 | 0.85 | 26 | 31 | 8 | N |  |  | SB | Y | 12 | 1976 |  |  | N | Electric Utility | 1 | X | DFO | [9 empty] | N | N |  | 12H | [23 empty] | N
| 10620 | City of Lake Worth - (FL) | 673 | Tom G Smith | FL | Palm Beach | GT2 | Natural Gas Fired Combined Cycle | CT | CC1 | S | X | Y |  |  | 21.4 | 0.9 | 21 | 23 | 16 | N |  |  | OP | X | 3 | 1978 |  |  | N | Electric Utility | 1 | X | NG | DFO | [8 empty] | N | N |  | 1H | [23 empty] | N | Y
| 10620 | City of Lake Worth - (FL) | 673 | Tom G Smith | FL | Palm Beach | MU1 | Petroleum Liquids | IC |  | S | X | X |  |  | 2 | 0.85 | 2 | 2 | 1.8 | N |  |  | SB | Y | 12 | 1965 |  |  | N | Electric Utility | 1 | X | DFO | [9 empty] | N | N |  | 1H | [23 empty] | N
| 10620 | City of Lake Worth - (FL) | 673 | Tom G Smith | FL | Palm Beach | MU2 | Petroleum Liquids | IC |  | S | X | X |  |  | 2 | 0.85 | 2 | 2 | 1.6 | N |  |  | SB | Y | 12 | 1965 |  |  | N | Electric Utility | 1 | X | DFO | [9 empty] | N |  |  | 1H
| 10620 | City of Lake Worth - (FL) | 673 | Tom G Smith | FL | Palm Beach | MU3 | Petroleum Liquids | IC |  | S | X | X |  |  | 2 | 0.85 | 2 | 2 | 1.6 | N |  |  | SB | Y | 12 | 1965 |  |  | N | Electric Utility | 1 | X | DFO | [9 empty] | N | N |  | 1H
| 10620 | City of Lake Worth - (FL) | 673 | Tom G Smith | FL | Palm Beach | MU4 | Petroleum Liquids | IC |  | S | X | X |  |  | 2 | 0.85 | 2 | 2 | 1.6 | N |  |  | SB | Y | 12 | 1965 |  |  | N | Electric Utility | 1 | X | DFO | [9 empty] | N | N |  | 1H
| 10620 | City of Lake Worth - (FL) | 673 | Tom G Smith | FL | Palm Beach | MU5 | Petroleum Liquids | IC |  | S | X | X |  |  | 2 | 0.85 | 2 | 2 | 1.6 | N |  |  | SB | Y | 12 | 1965 |  |  | N | Electric Utility | 1 | X | DFO | [9 empty] | N | N |  | 1H
| 10620 | City of Lake Worth - (FL) | 673 | Tom G Smith | FL | Palm Beach | S3 | Natural Gas Steam Turbine | ST |  | S | X | X |  |  | 26.5 | 0.85 | 22 | 24 | 8 | N |  |  | OP | X | 11 | 1967 |  |  | N | Electric Utility | 1 | X | NG | RFO | [8 empty] | N |  |  | 12H | [7 empty] | 0 | 0 |  |  | 0 | 0 | [10 empty] | N | Y
| 10620 | City of Lake Worth - (FL) | 673 | Tom G Smith | FL | Palm Beach | S5 | Natural Gas Fired Combined Cycle | CA | CC1 | S | N | X |  |  | 10 | 0.85 | 9 | 9 | 5 | N |  |  | OP | X | 3 | 1978 |  |  | N | Electric Utility | 1 | X | NG | DFO | [8 empty] | N |  |  | 12H | [7 empty] | 0 | 0 |  |  | 0 | 0 | [10 empty] | N | Y
retiredGenerators.860 |  |  |  | 2015
| Utility.ID | Utility.Name | Plant.Code | Plant.Name | State | County | Generator.ID | Technology | Prime.Mover | Unit.Code | Ownership | Duct.Burners | Can.Bypass.Heat.Recovery.Steam.Generator. | RTO.ISO.LMP.Node.Designation | RTO.ISO.Location.Designation.for.Reporting.Wholesale.Sales.Data.to.FERC | Nameplate.Capacity..MW. | Nameplate.Power.Factor | Summer.Capacity..MW. | Winter.Capacity..MW. | Minimum.Load..MW. | Uprate.or.Derate.Completed.During.Year | Month.Uprate.or.Derate.Completed | Year.Uprate.or.Derate.Completed | Status | Synchronized.to.Transmission.Grid | Operating.Month | Operating.Year | Retirement.Month | Retirement.Year | Associated.with.Combined.Heat.and.Power.System | Sector.Name | Sector | Topping.or.Bottoming | Energy.Source.1 | Energy.Source.2 | Energy.Source.3 | Energy.Source.4 | Energy.Source.5 | Energy.Source.6 | Startup.Source.1 | Startup.Source.2 | Startup.Source.3 | Startup.Source.4 | Solid.Fuel.Gasification.System. | Carbon.Capture.Technology. | Turbines..Inverters..or.Hydrokinetic.Buoys | Time.from.Cold.Shutdown.to.Full.Load | Fluidized.Bed.Technology. | Pulverized.Coal.Technology. | Stoker.Technology. | Other.Combustion.Technology. | Subcritical.Technology. | Supercritical.Technology. | Ultrasupercritical.Technology. | Cofire.Fuels. | Switch.Between.Oil.and.Natural.Gas.
| 10620 | City of Lake Worth - (FL) | 673 | Tom G Smith | FL | Palm Beach | S1 | Natural Gas Steam Turbine | ST |  | S | X | X |  |  | 7.5 |  | 7 | 8 |  |  |  |  | RE | X | 1 | 1961 | 7 | 2000 | N | Electric Utility | 1 | X | NG | RFO
| 10620 | City of Lake Worth - (FL) | 673 | Tom G Smith | FL | Palm Beach | S2 | Natural Gas Steam Turbine | ST |  | S | X | X |  |  | 7.5 |  | 7 | 8 |  |  |  |  | RE | X | 11 | 1967 | 8 | 1986 | N | Electric Utility | 1 | X | NG | RFO
| 10620 | City of Lake Worth - (FL) | 673 | Tom G Smith | FL | Palm Beach | S4 | Natural Gas Steam Turbine | ST |  | S | X | X |  |  | 32.5 |  | 32 | 33 |  |  |  |  | RE | X | 8 | 1971 | 12 | 1990 | N | Electric Utility | 1 | X | NG | RFO
Boiler_InfoDesign_Parameters.860 |  |  |  | 2015
| Utility.ID | Utility.Name | Plant.Code | Plant.Name | State | Boiler.ID | Boiler.Status | Type.of.Boiler | Inservice.Month | Inservice.Year | Retirement.Month | Retirement.Year | Firing.Type.1 | Firing.Type.2 | Firing.Type.3 | Max.Steam.Flow..Thousand.Pounds.per.Hour. | Firing.Rate.Using.Coal..0.1.Tons.per.Hour. | Firing.Rate.Using.Petroleum..0.1.Barrels.per.Hour. | Firing.Rate.Using.Gas..0.1.MCF.per.Hour. | Firing.Rate.Using.Other.Fuels | Waste.Heat.Input..Million.BTU.per.Hour. | Primary.Fuel.1 | Primary.Fuel.2 | Primary.Fuel.3 | Primary.Fuel.4 | Turndown.Ratio | Efficiency.100..Load | Efficiency.50..Load | Air.Flow.100..Load..Cubic.Feet.per.Minute. | Wet.Dry.Bottom | Fly.Ash.Reinjection | Steam.Plant.Type | missingData
| 10620 | City of Lake Worth - (FL) | 673 | Tom G Smith | FL | S-3 | OP | D | 11 | 1967 | [21 empty] | 2 | 2
| 10620 | City of Lake Worth - (FL) | 673 | Tom G Smith | FL | S-5 | OP |  | 11 | 1967 | [21 empty] | 2 | 2
boilerFuelData_923 |  |  |  | 2015
| Plant.Code | Combined.Heat.And..Power.Plant | Plant.Name | Operator.Name | Operator.Id | Plant.State | Census.Region | NERC.Region | NAICS.Code | Sector.Number | Sector.Name | Boiler.ID | Reported.Prime.Mover | Reported.Fuel.Type.Code | Physical.Unit.Label | Quantity.Of.Fuel.Consumed.January | Quantity.Of.Fuel.Consumed.February | Quantity.Of.Fuel.Consumed.March | Quantity.Of.Fuel.Consumed.April | Quantity.Of.Fuel.Consumed.May | Quantity.Of.Fuel.Consumed.June | Quantity.Of.Fuel.Consumed.July | Quantity.Of.Fuel.Consumed.August | Quantity.Of.Fuel.Consumed.September | Quantity.Of.Fuel.Consumed.October | Quantity.Of.Fuel.Consumed.November | Quantity.Of.Fuel.Consumed.December | MMbtu.Per.Unit.January | MMbtu.Per.Unit.February | MMbtu.Per.Unit.March | MMbtu.Per.Unit.April | MMbtu.Per.Unit.May | MMbtu.Per.Unit.June | MMbtu.Per.Unit.July | MMbtu.Per.Unit.August | MMbtu.Per.Unit.September | MMbtu.Per.Unit.October | MMbtu.Per.Unit.November | MMbtu.Per.Unit.December | Sulfur.Content.January | Sulfur.Content.February | Sulfur.Content.March | Sulfur.Content.April | Sulfur.Content.May | Sulfur.Content.June | Sulfur.Content.July | Sulfur.Content.August | Sulfur.Content.September | Sulfur.Content.October | Sulfur.Content.November | Sulfur.Content.December | Ash.Content.January | Ash.Content.February | Ash.Content.March | Ash.Content.April | Ash.Content.May | Ash.Content.June | Ash.Content.July | Ash.Content.August | Ash.Content.September | Ash.Content.October | Ash.Content.November | Ash.Content.December | Total.Fuel.Consumption.Quantity | YEAR | missingData
| 673 | N | Tom G Smith | City of Lake Worth - (FL) | 10620 | FL | SAT | FRCC | 22 | 1 | Electric Utility | S-3 | ST | NG | Mcf | 0 | 4069 | 0 | 0 | 6735 | 856 | 0 | 0 | 2293 | 0 | 1083 | 0 | 0 | 1.02 | 0 | 0 | 1.02 | 1.02 | 0 | 0 | 1.02 | 0 | 1.02 | 0 | 0 | 0 | 0 | 0 | 0 | 0 | 0 | 0 | 0 | 0 | 0 | 0 | 0 | 0 | 0 | 0 | 0 | 0 | 0 | 0 | 0 | 0 | 0 | 0 | 15036 | 2015 | 0
| 673 | N | Tom G Smith | City of Lake Worth - (FL) | 10620 | FL | SAT | FRCC | 22 | 1 | Electric Utility | GT2 | CT | NG | Mcf | 712 | 2033 | 9061 | 0 | 6784 | 13005 | 5814 | 4853 | 4560 | 7209 | 7143 | 3208 | 1.02 | 1.02 | 1.02 | 0 | 1.02 | 1.02 | 1.02 | 1.02 | 1.02 | 1.02 | 1.02 | 1.02 | 0 | 0 | 0 | 0 | 0 | 0 | 0 | 0 | 0 | 0 | 0 | 0 | 0 | 0 | 0 | 0 | 0 | 0 | 0 | 0 | 0 | 0 | 0 | 0 | 64382 | 2015 | 0
| 673 | N | Tom G Smith | City of Lake Worth - (FL) | 10620 | FL | SAT | FRCC | 22 | 1 | Electric Utility | GT2 | CT | DFO | barrels | 0 | 0 | 0 | 0 | 0 | 0 | 0 | 0 | 0 | 0 | 0 | 0 | 0 | 0 | 0 | 0 | 0 | 0 | 0 | 0 | 0 | 0 | 0 | 0 | 0 | 0 | 0 | 0 | 0 | 0 | 0 | 0 | 0 | 0 | 0 | 0 | 0 | 0 | 0 | 0 | 0 | 0 | 0 | 0 | 0 | 0 | 0 | 0 | 0 | 2015 | 0
| 673 | N | Tom G Smith | City of Lake Worth - (FL) | 10620 | FL | SAT | FRCC | 22 | 1 | Electric Utility | S-5 | CA | DFO | barrels | 0 | 0 | 0 | 0 | 0 | 0 | 0 | 0 | 0 | 0 | 0 | 0 | 0 | 0 | 0 | 0 | 0 | 0 | 0 | 0 | 0 | 0 | 0 | 0 | 0 | 0 | 0 | 0 | 0 | 0 | 0 | 0 | 0 | 0 | 0 | 0 | 0 | 0 | 0 | 0 | 0 | 0 | 0 | 0 | 0 | 0 | 0 | 0 | 0 | 2015 | 0
| 673 | N | Tom G Smith | City of Lake Worth - (FL) | 10620 | FL | SAT | FRCC | 22 | 1 | Electric Utility | S-3 | ST | RFO | barrels | 0 | 0 | 0 | 0 | 0 | 0 | 0 | 0 | 0 | 0 | 0 | 0 | 0 | 0 | 0 | 0 | 0 | 0 | 0 | 0 | 0 | 0 | 0 | 0 | 0 | 0 | 0 | 0 | 0 | 0 | 0 | 0 | 0 | 0 | 0 | 0 | 0 | 0 | 0 | 0 | 0 | 0 | 0 | 0 | 0 | 0 | 0 | 0 | 0 | 2015 | 0
| 673 | N | Tom G Smith | City of Lake Worth - (FL) | 10620 | FL | SAT | FRCC | 22 | 1 | Electric Utility | S-5 | CA | NG | Mcf | 0 | 0 | 0 | 0 | 0 | 0 | 0 | 0 | 0 | 0 | 0 | 0 | 0 | 0 | 0 | 0 | 0 | 0 | 0 | 0 | 0 | 0 | 0 | 0 | 0 | 0 | 0 | 0 | 0 | 0 | 0 | 0 | 0 | 0 | 0 | 0 | 0 | 0 | 0 | 0 | 0 | 0 | 0 | 0 | 0 | 0 | 0 | 0 | 0 | 2015 | 0
generation.data.923 |  |  |  | 2015
| Plant.Code | Combined.Heat.And.Power.Plant | Plant.Name | Operator.Name | Operator.Id | Plant.State | Census.Region | NERC.Region | NAICS.Code | Sector.Number | Sector.Name | Generator.ID | Reported.Prime.Mover | Net.Generation.January | Net.Generation.February | Net.Generation.March | Net.Generation.April | Net.Generation.May | Net.Generation.June | Net.Generation.July | Net.Generation.August | Net.Generation.September | Net.Generation.October | Net.Generation.November | Net.Generation.December | Net.Generation.Year.To.Date | YEAR | missingData
| 673 | N | Tom G Smith | City of Lake Worth - (FL) | 10620 | FL | SAT | FRCC | 22 | 1 | Electric Utility | S5 | CA | -73 | -4 | 155 | -40 | 137 | 248 | 81 | 41 | 60 | 106 | 183 | 30 | 924 | 2015 | 0
| 673 | N | Tom G Smith | City of Lake Worth - (FL) | 10620 | FL | SAT | FRCC | 22 | 1 | Electric Utility | S3 | ST | 0 | 245 | 0 | 0 | 322 | 26 | 0 | 0 | 146 | 0 | 55 | 0 | 794 | 2015 | 0
| 673 | N | Tom G Smith | City of Lake Worth - (FL) | 10620 | FL | SAT | FRCC | 22 | 1 | Electric Utility | GT2 | CT | 25 | -14 | 575 | 0 | 496 | 817 | 354 | 297 | 302 | 439 | 734 | 182 | 4207 | 2015 | 0
page1GenFuelData.923 |  |  |  | 2015
| Plant.Code | Combined.Heat.And.Power.Plant | Nuclear.Unit.Id | Plant.Name | Operator.Name | Operator.Id | Plant.State | Census.Region | NERC.Region | Reserved | NAICS.Code | EIA.Sector.Number | Sector.Name | Reported.Prime.Mover | Reported.Fuel.Type.Code | AER.Fuel.Type.Code | Reserved.1 | Reserved.2 | Physical.Unit.Label | Quantity.January | Quantity.February | Quantity.March | Quantity.April | Quantity.May | Quantity.June | Quantity.July | Quantity.August | Quantity.September | Quantity.October | Quantity.November | Quantity.December | Elec_Quantity.January | Elec_Quantity.February | Elec_Quantity.March | Elec_Quantity.April | Elec_Quantity.May | Elec_Quantity.June | Elec_Quantity.July | Elec_Quantity.August | Elec_Quantity.September | Elec_Quantity.October | Elec_Quantity.November | Elec_Quantity.December | MMBtuPer_Unit.January | MMBtuPer_Unit.February | MMBtuPer_Unit.March | MMBtuPer_Unit.April | MMBtuPer_Unit.May | MMBtuPer_Unit.June | MMBtuPer_Unit.July | MMBtuPer_Unit.August | MMBtuPer_Unit.September | MMBtuPer_Unit.October | MMBtuPer_Unit.November | MMBtuPer_Unit.December | Tot_MMBtu.January | Tot_MMBtu.February | Tot_MMBtu.March | Tot_MMBtu.April | Tot_MMBtu.May | Tot_MMBtu.June | Tot_MMBtu.July | Tot_MMBtu.August | Tot_MMBtu.September | Tot_MMBtu.October | Tot_MMBtu.November | Tot_MMBtu.December | Elec_MMBtu.January | Elec_MMBtu.February | Elec_MMBtu.March | Elec_MMBtu.April | Elec_MMBtu.May | Elec_MMBtu.June | Elec_MMBtu.July | Elec_MMBtu.August | Elec_MMBtu.September | Elec_MMBtu.October | Elec_MMBtu.November | Elec_MMBtu.December | Netgen.January | Netgen.February | Netgen.March | Netgen.April | Netgen.May | Netgen.June | Netgen.July | Netgen.August | Netgen.September | Netgen.October | Netgen.November | Netgen.December | Total.Fuel.Consumption.Quantity | Electric.Fuel.Consumption.Quantity | Total.Fuel.Consumption.MMBtu | Elec.Fuel.Consumption.MMBtu | Net.Generation..Megawatthours. | YEAR | missingData
| 673 | N | . | Tom G Smith | City of Lake Worth - (FL) | 10620 | FL | SAT | FRCC |  | 22 | 1 | Electric Utility | CA | DFO | DFO |  |  | barrels | 0 | 0 | 0 | 0 | 0 | 0 | 0 | 0 | 0 | 0 | 0 | 0 | 0 | 0 | 0 | 0 | 0 | 0 | 0 | 0 | 0 | 0 | 0 | 0 | 0 | 0 | 0 | 0 | 0 | 0 | 0 | 0 | 0 | 0 | 0 | 0 | 0 | 0 | 0 | 0 | 0 | 0 | 0 | 0 | 0 | 0 | 0 | 0 | 0 | 0 | 0 | 0 | 0 | 0 | 0 | 0 | 0 | 0 | 0 | 0 | 0 | 0 | 0 | 0 | 0 | 0 | 0 | 0 | 0 | 0 | 0 | 0 | 0 | 0 | 0 | 0 | 0 | 2015 | 0
| 673 | N | . | Tom G Smith | City of Lake Worth - (FL) | 10620 | FL | SAT | FRCC |  | 22 | 1 | Electric Utility | CA | NG | NG |  |  | mcf | 0 | 0 | 0 | 0 | 0 | 0 | 0 | 0 | 0 | 0 | 0 | 0 | 0 | 0 | 0 | 0 | 0 | 0 | 0 | 0 | 0 | 0 | 0 | 0 | 0 | 0 | 0 | 0 | 0 | 0 | 0 | 0 | 0 | 0 | 0 | 0 | 0 | 0 | 0 | 0 | 0 | 0 | 0 | 0 | 0 | 0 | 0 | 0 | 0 | 0 | 0 | 0 | 0 | 0 | 0 | 0 | 0 | 0 | 0 | 0 | -73 | -4 | 155 | -40 | 137 | 248 | 81 | 41 | 60 | 106 | 183 | 30 | 0 | 0 | 0 | 0 | 924 | 2015 | 0
| 673 | N | . | Tom G Smith | City of Lake Worth - (FL) | 10620 | FL | SAT | FRCC |  | 22 | 1 | Electric Utility | CT | DFO | DFO |  |  | barrels | 0 | 0 | 0 | 0 | 0 | 0 | 0 | 0 | 0 | 0 | 0 | 0 | 0 | 0 | 0 | 0 | 0 | 0 | 0 | 0 | 0 | 0 | 0 | 0 | 0 | 0 | 0 | 0 | 0 | 0 | 0 | 0 | 0 | 0 | 0 | 0 | 0 | 0 | 0 | 0 | 0 | 0 | 0 | 0 | 0 | 0 | 0 | 0 | 0 | 0 | 0 | 0 | 0 | 0 | 0 | 0 | 0 | 0 | 0 | 0 | 0 | 0 | 0 | 0 | 0 | 0 | 0 | 0 | 0 | 0 | 0 | 0 | 0 | 0 | 0 | 0 | 0 | 2015 | 0
| 673 | N | . | Tom G Smith | City of Lake Worth - (FL) | 10620 | FL | SAT | FRCC |  | 22 | 1 | Electric Utility | CT | NG | NG |  |  | mcf | 712 | 2033 | 9061 | 0 | 6784 | 13005 | 5814 | 4853 | 4560 | 7209 | 7143 | 3208 | 712 | 2033 | 9061 | 0 | 6784 | 13005 | 5814 | 4853 | 4560 | 7209 | 7143 | 3208 | 1.02 | 1.02 | 1.02 | 0 | 1.02 | 1.02 | 1.02 | 1.02 | 1.02 | 1.02 | 1.02 | 1.02 | 726 | 2074 | 9242 | 0 | 6920 | 13265 | 5930 | 4950 | 4651 | 7353 | 7286 | 3272 | 726 | 2074 | 9242 | 0 | 6920 | 13265 | 5930 | 4950 | 4651 | 7353 | 7286 | 3272 | 25 | -14 | 575 | 0 | 496 | 817 | 354 | 297 | 302 | 439 | 734 | 182 | 64382 | 64382 | 65669 | 65669 | 4207 | 2015 | 0
| 673 | N | . | Tom G Smith | City of Lake Worth - (FL) | 10620 | FL | SAT | FRCC |  | 22 | 1 | Electric Utility | GT | DFO | DFO |  |  | barrels | 0 | 0 | 0 | 0 | 0 | 0 | 0 | 0 | 0 | 0 | 0 | 0 | 0 | 0 | 0 | 0 | 0 | 0 | 0 | 0 | 0 | 0 | 0 | 0 | 0 | 0 | 0 | 0 | 0 | 0 | 0 | 0 | 0 | 0 | 0 | 0 | 0 | 0 | 0 | 0 | 0 | 0 | 0 | 0 | 0 | 0 | 0 | 0 | 0 | 0 | 0 | 0 | 0 | 0 | 0 | 0 | 0 | 0 | 0 | 0 | -19.129 | -10.055 | -5.324 | -9.623 | -5.943 | -15.047 | -5.717 | -5.832 | -7.114 | -7.281 | -20.984 | -3.951 | 0 | 0 | 0 | 0 | -116 | 2015 | 0
| 673 | N | . | Tom G Smith | City of Lake Worth - (FL) | 10620 | FL | SAT | FRCC |  | 22 | 1 | Electric Utility | IC | DFO | DFO |  |  | barrels | 0 | 0 | 0 | 0 | 0 | 0 | 0 | 0 | 0 | 0 | 0 | 0 | 0 | 0 | 0 | 0 | 0 | 0 | 0 | 0 | 0 | 0 | 0 | 0 | 0 | 0 | 0 | 0 | 0 | 0 | 0 | 0 | 0 | 0 | 0 | 0 | 0 | 0 | 0 | 0 | 0 | 0 | 0 | 0 | 0 | 0 | 0 | 0 | 0 | 0 | 0 | 0 | 0 | 0 | 0 | 0 | 0 | 0 | 0 | 0 | -52.933 | -27.826 | -14.734 | -26.628 | -16.445 | -41.639 | -15.822 | -16.137 | -19.687 | -20.147 | -58.069 | -10.933 | 0 | 0 | 0 | 0 | -321 | 2015 | 0
| 673 | N | . | Tom G Smith | City of Lake Worth - (FL) | 10620 | FL | SAT | FRCC |  | 22 | 1 | Electric Utility | ST | NG | NG |  |  | mcf | 0 | 4069 | 0 | 0 | 6735 | 856 | 0 | 0 | 2293 | 0 | 1083 | 0 | 0 | 4069 | 0 | 0 | 6735 | 856 | 0 | 0 | 2293 | 0 | 1083 | 0 | 0 | 1.02 | 0 | 0 | 1.02 | 1.02 | 0 | 0 | 1.02 | 0 | 1.02 | 0 | 0 | 4150 | 0 | 0 | 6870 | 873 | 0 | 0 | 2339 | 0 | 1105 | 0 | 0 | 4150 | 0 | 0 | 6870 | 873 | 0 | 0 | 2339 | 0 | 1105 | 0 | 0 | 245 | 0 | 0 | 322 | 26 | 0 | 0 | 146 | 0 | 55 | 0 | 15036 | 15036 | 15337 | 15337 | 794 | 2015 | 0
| 673 | N | . | Tom G Smith | City of Lake Worth - (FL) | 10620 | FL | SAT | FRCC |  | 22 | 1 | Electric Utility | ST | RFO | RFO |  |  | barrels | 0 | 0 | 0 | 0 | 0 | 0 | 0 | 0 | 0 | 0 | 0 | 0 | 0 | 0 | 0 | 0 | 0 | 0 | 0 | 0 | 0 | 0 | 0 | 0 | 0 | 0 | 0 | 0 | 0 | 0 | 0 | 0 | 0 | 0 | 0 | 0 | 0 | 0 | 0 | 0 | 0 | 0 | 0 | 0 | 0 | 0 | 0 | 0 | 0 | 0 | 0 | 0 | 0 | 0 | 0 | 0 | 0 | 0 | 0 | 0 | 0 | 0 | 0 | 0 | 0 | 0 | 0 | 0 | 0 | 0 | 0 | 0 | 0 | 0 | 0 | 0 | 0 | 2015 | 0
FuelHeatByLine |  |  |  | 2015
| Plant.Code | Boiler.ID | bogen | Reported.Prime.Mover_bf.923 | Reported.Fuel.Type.Code | Fuel.Heat.January | Fuel.Heat.February | Fuel.Heat.March | Fuel.Heat.April | Fuel.Heat.May | Fuel.Heat.June | Fuel.Heat.July | Fuel.Heat.August | Fuel.Heat.September | Fuel.Heat.October | Fuel.Heat.November | Fuel.Heat.December | YEAR
| 673 | GT2 | 673^2 | CT | DFO | 0 | 0 | 0 | 0 | 0 | 0 | 0 | 0 | 0 | 0 | 0 | 0 | 2015
| 673 | GT2 | 673^2 | CT | NG | 726.24 | 2073.66 | 9242.22 | 0 | 6919.68 | 13265.1 | 5930.28 | 4950.06 | 4651.2 | 7353.18 | 7285.86 | 3272.16 | 2015
| 673 | S-3 | 673^8 | ST | NG | 0 | 4150.38 | 0 | 0 | 6869.7 | 873.12 | 0 | 0 | 2338.86 | 0 | 1104.66 | 0 | 2015
| 673 | S-3 | 673^8 | ST | RFO | 0 | 0 | 0 | 0 | 0 | 0 | 0 | 0 | 0 | 0 | 0 | 0 | 2015
| 673 | S-5 | 673^2 | CA | NG | 0 | 0 | 0 | 0 | 0 | 0 | 0 | 0 | 0 | 0 | 0 | 0 | 2015
| 673 | S-5 | 673^2 | CA | DFO | 0 | 0 | 0 | 0 | 0 | 0 | 0 | 0 | 0 | 0 | 0 | 0 | 2015
NetGenByLine |  |  |  | 2015
| Plant.Code | Generator.ID | bogen | Reported.Prime.Mover | Net.Generation.Year.To.Date | Net.Generation.January | Net.Generation.February | Net.Generation.March | Net.Generation.April | Net.Generation.May | Net.Generation.June | Net.Generation.July | Net.Generation.August | Net.Generation.September | Net.Generation.October | Net.Generation.November | Net.Generation.December | YEAR
| 673 | GT2 | 673^2 | CT | 4207 | 25 | -14 | 575 | 0 | 496 | 817 | 354 | 297 | 302 | 439 | 734 | 182 | 2015
| 673 | S3 | 673^8 | ST | 794 | 0 | 245 | 0 | 0 | 322 | 26 | 0 | 0 | 146 | 0 | 55 | 0 | 2015
| 673 | S5 | 673^2 | CA | 924 | -73 | -4 | 155 | -40 | 137 | 248 | 81 | 41 | 60 | 106 | 183 | 30 | 2015
FuelHeatByBoilerID |  |  |  | 2015
| Plant.Code | Boiler.ID | bogen | Reported.Prime.Mover_bf.923 | flagFuelHeat | Boiler.ID.Total.Fuel.Heat.January | Boiler.ID.Total.Fuel.Heat.February | Boiler.ID.Total.Fuel.Heat.March | Boiler.ID.Total.Fuel.Heat.April | Boiler.ID.Total.Fuel.Heat.May | Boiler.ID.Total.Fuel.Heat.June | Boiler.ID.Total.Fuel.Heat.July | Boiler.ID.Total.Fuel.Heat.August | Boiler.ID.Total.Fuel.Heat.September | Boiler.ID.Total.Fuel.Heat.October | Boiler.ID.Total.Fuel.Heat.November | Boiler.ID.Total.Fuel.Heat.December | YEAR
| 673 | GT2 | 673^2 | CT | 0 | 726.24 | 2073.66 | 9242.22 | 0 | 6919.68 | 13265.1 | 5930.28 | 4950.06 | 4651.2 | 7353.18 | 7285.86 | 3272.16 | 2015
| 673 | S-3 | 673^8 | ST | 0 | 0 | 4150.38 | 0 | 0 | 6869.7 | 873.12 | 0 | 0 | 2338.86 | 0 | 1104.66 | 0 | 2015
| 673 | S-5 | 673^2 | CA | 0 | 0 | 0 | 0 | 0 | 0 | 0 | 0 | 0 | 0 | 0 | 0 | 0 | 2015
NetGenByGeneratorID |  |  |  | 2015
| Plant.Code | Generator.ID | bogen | Reported.Prime.Mover_923 | Net.Generation.mwh | Generator.ID.Total.Net.Generation.January | Generator.ID.Total.Net.Generation.February | Generator.ID.Total.Net.Generation.March | Generator.ID.Total.Net.Generation.April | Generator.ID.Total.Net.Generation.May | Generator.ID.Total.Net.Generation.June | Generator.ID.Total.Net.Generation.July | Generator.ID.Total.Net.Generation.August | Generator.ID.Total.Net.Generation.September | Generator.ID.Total.Net.Generation.October | Generator.ID.Total.Net.Generation.November | Generator.ID.Total.Net.Generation.December | YEAR
| 673 | GT2 | 673^2 | CT | 4207 | 25 | -14 | 575 | 0 | 496 | 817 | 354 | 297 | 302 | 439 | 734 | 182 | 2015
| 673 | S3 | 673^8 | ST | 794 | 0 | 245 | 0 | 0 | 322 | 26 | 0 | 0 | 146 | 0 | 55 | 0 | 2015
| 673 | S5 | 673^2 | CA | 924 | -73 | -4 | 155 | -40 | 137 | 248 | 81 | 41 | 60 | 106 | 183 | 30 | 2015
FuelHeatByBogen |  |  |  | 2015
| Plant.Code | blankCol | bogen | Reported.Prime.Mover_bf.923 | flagFuelHeat | Bogen.Total.Fuel.Heat.January | Bogen.Total.Fuel.Heat.February | Bogen.Total.Fuel.Heat.March | Bogen.Total.Fuel.Heat.April | Bogen.Total.Fuel.Heat.May | Bogen.Total.Fuel.Heat.June | Bogen.Total.Fuel.Heat.July | Bogen.Total.Fuel.Heat.August | Bogen.Total.Fuel.Heat.September | Bogen.Total.Fuel.Heat.October | Bogen.Total.Fuel.Heat.November | Bogen.Total.Fuel.Heat.December | YEAR
| 673 |  | 673^2 | CT | 0 | 726.24 | 2073.66 | 9242.22 | 0 | 6919.68 | 13265.1 | 5930.28 | 4950.06 | 4651.2 | 7353.18 | 7285.86 | 3272.16 | 2015
| 673 |  | 673^2 | CA | 0 | 726.24 | 2073.66 | 9242.22 | 0 | 6919.68 | 13265.1 | 5930.28 | 4950.06 | 4651.2 | 7353.18 | 7285.86 | 3272.16 | 2015
| 673 |  | 673^8 | ST | 0 | 0 | 4150.38 | 0 | 0 | 6869.7 | 873.12 | 0 | 0 | 2338.86 | 0 | 1104.66 | 0 | 2015
NetGenByBogen |  |  |  | 2015
| Plant.Code | blankCol | bogen | Reported.Prime.Mover_923 | Net.Generation.mwh | Bogen.Total.Net.Generation.January | Bogen.Total.Net.Generation.February | Bogen.Total.Net.Generation.March | Bogen.Total.Net.Generation.April | Bogen.Total.Net.Generation.May | Bogen.Total.Net.Generation.June | Bogen.Total.Net.Generation.July | Bogen.Total.Net.Generation.August | Bogen.Total.Net.Generation.September | Bogen.Total.Net.Generation.October | Bogen.Total.Net.Generation.November | Bogen.Total.Net.Generation.December | YEAR
| 673 |  | 673^2 | CT | 4207 | -48 | -18 | 730 | -40 | 633 | 1065 | 435 | 338 | 362 | 545 | 917 | 212 | 2015
| 673 |  | 673^2 | CA | 924 | -48 | -18 | 730 | -40 | 633 | 1065 | 435 | 338 | 362 | 545 | 917 | 212 | 2015
| 673 |  | 673^8 | ST | 794 | 0 | 245 | 0 | 0 | 322 | 26 | 0 | 0 | 146 | 0 | 55 | 0 | 2015
ThermalEfficiencyByBogen |  |  |  | 2015
| Plant.Code | blankCol | bogen | Reported.Prime.Mover_923 | Net.Generation.mwh | ThermalEfficiency.January | ThermalEfficiency.February | ThermalEfficiency.March | ThermalEfficiency.April | ThermalEfficiency.May | ThermalEfficiency.June | ThermalEfficiency.July | ThermalEfficiency.August | ThermalEfficiency.September | ThermalEfficiency.October | ThermalEfficiency.November | ThermalEfficiency.December | YEAR
| 673 |  | 673^2 | CT | 4207 | -0.22552 | -0.029618 | 0.26951 | 0 | 0.31214 | 0.27395 | 0.25029 | 0.23299 | 0.26556 | 0.2529 | 0.42945 | 0.22107 | 2015
| 673 |  | 673^2 | CA | 924 | -0.22552 | -0.029618 | 0.26951 | 0 | 0.31214 | 0.27395 | 0.25029 | 0.23299 | 0.26556 | 0.2529 | 0.42945 | 0.22107 | 2015
| 673 |  | 673^8 | ST | 794 | 0 | 0.20142 | 0 | 0 | 0.15994 | 0.10161 | 0 | 0 | 0.213 | 0 | 0.16989 | 0 | 2015

## 709
2015 | Plant.Code | orig_bogencoo.key | auto_bogencoo.key | combogencoo_cool_type_key | EIA_BocooAssoc | EIA_CoolingEnviroEquip | orig_sheet3_key | auto_sheet3_flags | auto_sheet3_key | orig_sheet4_key | auto_sheet4_flags | auto_sheet4_key | EIA_associationTable | generator.data.860 | retiredGenerators.860 | Boiler_InfoDesign_Parameters.860 | boilerFuelData_923 | generation.data.923 | page1GenFuelData.923 | FuelHeatByLine | NetGenByLine | FuelHeatByBoilerID | NetGenByGeneratorID | FuelHeatByBogen | NetGenByBogen | ThermalEfficiencyByBogen
| 709 | 3 | 3 | 4 | 4 | 4 | 3 | 3 | 3 | 3 | 3 | 3 | 4 | 0 | 4 | 4 | 6 | 3 | 2 | 6 | 3 | 3 | 3 | 3 | 3 | 3
orig_bogencoo.key |  |  |  | 2015
| combogen | combogencoo | Plant.Code
| combogen^709^1 | combogencoo^709^1 | 709
| combogen^709^3 | combogencoo^709^2 | 709
| combogen^709^4 | combogencoo^709^3 | 709
auto_bogencoo.key |  |  |  | 2015
manualEdit | manualBogenEdit | Plant.Code | Bogen | combogen | combogencoo | Boiler.ID | Unit.Code | bga.source | Boiler.ID.Total.Fuel.Heat.January | PlantLine.Total.Fuel.Heat.January | flagNG_no_FH_January | flagFH_no_NG_January | flagFuelHeat_January | Boiler.ID.Total.Fuel.Heat.February | PlantLine.Total.Fuel.Heat.February | flagNG_no_FH_February | flagFH_no_NG_February | flagFuelHeat_February | Boiler.ID.Total.Fuel.Heat.March | PlantLine.Total.Fuel.Heat.March | flagNG_no_FH_March | flagFH_no_NG_March | flagFuelHeat_March | Boiler.ID.Total.Fuel.Heat.April | PlantLine.Total.Fuel.Heat.April | flagNG_no_FH_April | flagFH_no_NG_April | flagFuelHeat_April | Boiler.ID.Total.Fuel.Heat.May | PlantLine.Total.Fuel.Heat.May | flagNG_no_FH_May | flagFH_no_NG_May | flagFuelHeat_May | Boiler.ID.Total.Fuel.Heat.June | PlantLine.Total.Fuel.Heat.June | flagNG_no_FH_June | flagFH_no_NG_June | flagFuelHeat_June | Boiler.ID.Total.Fuel.Heat.July | PlantLine.Total.Fuel.Heat.July | flagNG_no_FH_July | flagFH_no_NG_July | flagFuelHeat_July | Boiler.ID.Total.Fuel.Heat.August | PlantLine.Total.Fuel.Heat.August | flagNG_no_FH_August | flagFH_no_NG_August | flagFuelHeat_August | Boiler.ID.Total.Fuel.Heat.September | PlantLine.Total.Fuel.Heat.September | flagNG_no_FH_September | flagFH_no_NG_September | flagFuelHeat_September | Boiler.ID.Total.Fuel.Heat.October | PlantLine.Total.Fuel.Heat.October | flagNG_no_FH_October | flagFH_no_NG_October | flagFuelHeat_October | Boiler.ID.Total.Fuel.Heat.November | PlantLine.Total.Fuel.Heat.November | flagNG_no_FH_November | flagFH_no_NG_November | flagFuelHeat_November | Boiler.ID.Total.Fuel.Heat.December | PlantLine.Total.Fuel.Heat.December | flagNG_no_FH_December | flagFH_no_NG_December | flagFuelHeat_December | missing.from.923 | flagBoiler.ID_assoc | orig_Boiler.ID_assoc | orig_Boiler.ID_bf.923 | flagBoiler.ID_bf.923 | missing.bf.923 | Reported.Prime.Mover_bf.923 | Reported.Prime.Mover_923 | Reported.Prime.Mover_860 | Reported.Fuel.Type.Code | Technology | Energy.Source.1 | unmapped_but_in_923 | unmapped | Orphan.Boiler | Boiler.Status | Boiler.Retirement.Year | Boiler.Retirement.Month | flag_BoilerRetired | flag_Boiler.Status | Boiler.ID.NotIn.Assoc | missingPlant.assoc | missingPlant.boilerDesignData.860 | missingPlant.generation.data.923 | missingPlant.boilerFuelData.923 | Reported.Prime.Mover_page1 | flag.ST.missing.bf.923 | flag.CACT.missingPair | flag_923bogenCTonly | flag.NGCC.badFuel | flag.ST.missing.bf.923.unmapped | flag_RPM | flag_floatingGen | flagFuelHeat | flag_STassoc_CT_CS_CA | flag_CSassociation | countFlags | YEAR | plant_bo | plant_bo_bf.923 | plant_bo_assoc | Utility.ID | Utility.Name | Plant.Name | Cooling.ID | Steam.Plant.Type | flagBoiler.ID_bocoo | orig_Boiler.ID_bocoo | manualBogenEditFileName | manualBogenEditDateTime
0 | 0 | 709 | 709^1 | combogen^709^1 | combogencoo^709^1 | 1 | none | eia860.org | 887013.41 |  | 0 | 0 | 0 | 1079991.192 |  | 0 | 0 | 0 | 826577.952 |  | 0 | 0 | 0 | 0 |  | 0 | 0 | 0 | 0 |  | 0 | 0 | 0 | 0 |  | 0 | 0 | 0 | 0 |  | 0 | 0 | 0 | 0 |  | 0 | 0 | 0 | 0 |  | 0 | 0 | 0 | 0 |  | 0 | 0 | 0 | 0 |  | 0 | 0 | 0 | 0 |  | 0 | 0 | 0 | FALSE | removeChar | 1 | 1 | removeChar | FALSE | ST | ST |  | DFO |  |  | FALSE | FALSE | FALSE | RE | 2015 | 4 | 0 | 0 | 0 | FALSE | FALSE | FALSE | FALSE |  | 0 | FALSE | FALSE | 0 | 0 |  | 0 | 0 | 0 | 0 | 1 | 2015 | 709^1 | 709^1 | 709^1 | 7140 | Georgia Power Co | Harllee Branch | 1 | 1 | removeChar | 1
0 | 0 | 709 | 709^3 | combogen^709^3 | combogencoo^709^2 | 3 | none | eia860.org | 368321.964 |  | 0 | 0 | 0 | 674891.385 |  | 0 | 0 | 0 | 0 |  | 0 | 0 | 0 | 0 |  | 0 | 0 | 0 | 0 |  | 0 | 0 | 0 | 0 |  | 0 | 0 | 0 | 0 |  | 0 | 0 | 0 | 0 |  | 0 | 0 | 0 | 0 |  | 0 | 0 | 0 | 0 |  | 0 | 0 | 0 | 0 |  | 0 | 0 | 0 | 0 |  | 0 | 0 | 0 | FALSE | removeChar | 3 | 3 | removeChar | FALSE | ST | ST |  | DFO |  |  | FALSE | FALSE | FALSE | RE | 2015 | 4 | 0 | 0 | 0 | FALSE | FALSE | FALSE | FALSE |  | 0 | FALSE | FALSE | 0 | 0 |  | 0 | 0 | 0 | 0 | 1 | 2015 | 709^3 | 709^3 | 709^3 | 7140 | Georgia Power Co | Harllee Branch | 3 | 1 | removeChar | 3
0 | 0 | 709 | 709^4 | combogen^709^4 | combogencoo^709^3 | 4 | none | eia860.org | 841716.492 |  | 0 | 0 | 0 | 1902144.776 |  | 0 | 0 | 0 | 1305201.409 |  | 0 | 0 | 0 | 0 |  | 0 | 0 | 0 | 0 |  | 0 | 0 | 0 | 0 |  | 0 | 0 | 0 | 0 |  | 0 | 0 | 0 | 0 |  | 0 | 0 | 0 | 0 |  | 0 | 0 | 0 | 0 |  | 0 | 0 | 0 | 0 |  | 0 | 0 | 0 | 0 |  | 0 | 0 | 0 | FALSE | removeChar | 4 | 4 | removeChar | FALSE | ST | ST |  | BIT |  |  | FALSE | FALSE | FALSE | RE | 2015 | 4 | 0 | 0 | 0 | FALSE | FALSE | FALSE | FALSE |  | 0 | FALSE | FALSE | 0 | 0 |  | 0 | 0 | 0 | 0 | 1 | 2015 | 709^4 | 709^4 | 709^4 | 7140 | Georgia Power Co | Harllee Branch | 4 | 1 | removeChar | 4
combogencoo_cool_type_key |  |  |  | 2015
manualEdit | Plant.Code | bogencoo | LAKE..OF..OC..RC. | RIVER..OF. | POND..OC..RC. | TOWER..RF..RI..RN. | DC | OS
0 | 709 | combogencoo^709^1 | 0.75 |  |  | 0.25
0 | 709 | combogencoo^709^2 | 1
0 | 709 | combogencoo^709^3 | 0.75 |  |  | 0.25
0 | 709 | combogencoo^709^4 | 0.75 |  |  | 0.25
EIA_BocooAssoc |  |  |  | 2015
| Utility.ID | Utility.Name | Plant.Code | Plant.Name | Boiler.ID | Cooling.ID | Steam.Plant.Type
| 7140 | Georgia Power Co | 709 | Harllee Branch | 1 | 1 | 1
| 7140 | Georgia Power Co | 709 | Harllee Branch | 2 | 2 | 1
| 7140 | Georgia Power Co | 709 | Harllee Branch | 3 | 3 | 1
| 7140 | Georgia Power Co | 709 | Harllee Branch | 4 | 4 | 1
EIA_CoolingEnviroEquip |  |  |  | 2015
| Utility.ID | Utility.Name | Plant.Code | Plant.Name | State | Cooling.ID | Cooling.Status | Inservice.Month | Inservice.Year | Cooling.Type.1 | Cooling.Type.2 | Cooling.Type.3 | Cooling.Type.4 | Percent.Dry.Cooling | Cooling.Water.Source | Cooling.Water.Discharge | Water.Source.Code | Water.Type.Code | Intake.Rate.at.100...Gallons.per.Minute. | Chlorine.Inservice.Month | Chlorine.Inservice.Year | Pond.Inservice.Month | Pond.Inservice.Year | Pond.Surface.Area..Acres. | Pond.Volume..Acre.Feet. | Tower.Inservice.Month | Tower.Inservice.Year | Tower.Type.1 | Tower.Type.2 | Tower.Type.3 | Tower.Type.4 | Tower.Water.Rate..Gallons.per.Minute. | Power.Requirement..MW. | Cost.Total..Thousand.Dollars. | Cost.Ponds..Thousand.Dollars. | Cost.Towers..Thousand.Dollars. | Cost.Chlorine.Equipment..Thousand.Dollars. | Intake.Distance.Shore..Feet. | Outlet.Distance.Shore..Feet. | Intake.Distance.Surface..Feet. | Outlet.Distance.Surface..Feet. | Steam.Plant.Type
| 7140 | Georgia Power Co | 709 | Harllee Branch | GA | 1 | RE | 6 | 1965 | ON | HT |  |  |  | Lake Sinclair | Lake Sinclair | SW | FR | 137791.17 | 6 | 1965 |  |  |  |  | 7 | 2001 | MW |  |  |  | 133302.9 | 6 | 36060 |  | 36060 |  | 0 | 0 | 25 | 25 | 1
| 7140 | Georgia Power Co | 709 | Harllee Branch | GA | 2 | RE | 4 | 1967 | ON |  |  |  |  | Lake Sinclair | Lake Sinclair | SW | FR | 175492.99 | 4 | 1967 |  |  |  |  | 7 | 2001 | MW | [9 empty] | 0 | 0 | 25 | 25 | 1
| 7140 | Georgia Power Co | 709 | Harllee Branch | GA | 3 | RE | 7 | 1968 | ON | HT |  |  |  | Lake Sinclair | Lake Sinclair | SW | FR | 238778.18 | 7 | 1968 |  |  |  |  | 7 | 2001 | MW |  |  |  | 133302.9 | 6 |  |  |  |  | 0 | 0 | 25 | 25 | 1
| 7140 | Georgia Power Co | 709 | Harllee Branch | GA | 4 | RE | 5 | 1969 | ON | HT |  |  |  | Lake Sinclair | Lake Sinclair | SW | FR | 241471.17 | 5 | 1969 |  |  |  |  | 7 | 2001 | MW |  |  |  | 133302.9 | 6 |  |  |  |  | 0 | 0 | 25 | 25 | 1
orig_sheet3_key |  |  |  | 2015
| plant_bo | bogen | Plant.Code
| 709^1 | 709^1 | 709
| 709^3 | 709^3 | 709
| 709^4 | 709^4 | 709
auto_sheet3_flags |  |  |  | 2015
| Plant.Code | plant_bo | bogen | missing.from.923 | unmapped_but_in_923 | unmapped | Orphan.Boiler | Boiler.Status | Boiler.ID.NotIn.Assoc | missingPlant.assoc | missingPlant.boilerDesignData.860 | missingPlant.generation.data.923 | missingPlant.boilerFuelData.923 | flag.CACT.missingPair | missing.bf.923 | flag.ST.missing.bf.923 | flag.ST.missing.bf.923.unmapped | flag_RPM | flag_floatingGen | flag_BoilerRetired | flag_Boiler.Status | flag_923bogenCTonly | flagFuelHeat | flag_STassoc_CT_CS_CA | flag_CSassociation | flagFH_no_NG_January | flagNG_no_FH_January | flagFuelHeat_January | flagFH_no_NG_February | flagNG_no_FH_February | flagFuelHeat_February | flagFH_no_NG_March | flagNG_no_FH_March | flagFuelHeat_March | flagFH_no_NG_April | flagNG_no_FH_April | flagFuelHeat_April | flagFH_no_NG_May | flagNG_no_FH_May | flagFuelHeat_May | flagFH_no_NG_June | flagNG_no_FH_June | flagFuelHeat_June | flagFH_no_NG_July | flagNG_no_FH_July | flagFuelHeat_July | flagFH_no_NG_August | flagNG_no_FH_August | flagFuelHeat_August | flagFH_no_NG_September | flagNG_no_FH_September | flagFuelHeat_September | flagFH_no_NG_October | flagNG_no_FH_October | flagFuelHeat_October | flagFH_no_NG_November | flagNG_no_FH_November | flagFuelHeat_November | flagFH_no_NG_December | flagNG_no_FH_December | flagFuelHeat_December | flag_ManualPlant | flag_MisMatch
| 709 | 709^1 | 709^1 | 0 | 0 | 0 | 0 | 1 | 0 | 0 | 0 | 0 | 0 | 0 | 0 | 0 | 0 | 0 | 0 | 0 | 0 | 0 | 0 | 0 | 0 | 0 | 0 | 0 | 0 | 0 | 0 | 0 | 0 | 0 | 0 | 0 | 0 | 0 | 0 | 0 | 0 | 0 | 0 | 0 | 0 | 0 | 0 | 0 | 0 | 0 | 0 | 0 | 0 | 0 | 0 | 0 | 0 | 0 | 0 | 0 | 0 | 0 | 1
| 709 | 709^3 | 709^3 | 0 | 0 | 0 | 0 | 1 | 0 | 0 | 0 | 0 | 0 | 0 | 0 | 0 | 0 | 0 | 0 | 0 | 0 | 0 | 0 | 0 | 0 | 0 | 0 | 0 | 0 | 0 | 0 | 0 | 0 | 0 | 0 | 0 | 0 | 0 | 0 | 0 | 0 | 0 | 0 | 0 | 0 | 0 | 0 | 0 | 0 | 0 | 0 | 0 | 0 | 0 | 0 | 0 | 0 | 0 | 0 | 0 | 0 | 0 | 1
| 709 | 709^4 | 709^4 | 0 | 0 | 0 | 0 | 1 | 0 | 0 | 0 | 0 | 0 | 0 | 0 | 0 | 0 | 0 | 0 | 0 | 0 | 0 | 0 | 0 | 0 | 0 | 0 | 0 | 0 | 0 | 0 | 0 | 0 | 0 | 0 | 0 | 0 | 0 | 0 | 0 | 0 | 0 | 0 | 0 | 0 | 0 | 0 | 0 | 0 | 0 | 0 | 0 | 0 | 0 | 0 | 0 | 0 | 0 | 0 | 0 | 0 | 0 | 1
auto_sheet3_key |  |  |  | 2015
manualBogenEdit | Plant.Code | bogen | Boiler.ID | Unit.Code | bga.source | Boiler.ID.Total.Fuel.Heat.January | PlantLine.Total.Fuel.Heat.January | flagNG_no_FH_January | flagFH_no_NG_January | flagFuelHeat_January | Boiler.ID.Total.Fuel.Heat.February | PlantLine.Total.Fuel.Heat.February | flagNG_no_FH_February | flagFH_no_NG_February | flagFuelHeat_February | Boiler.ID.Total.Fuel.Heat.March | PlantLine.Total.Fuel.Heat.March | flagNG_no_FH_March | flagFH_no_NG_March | flagFuelHeat_March | Boiler.ID.Total.Fuel.Heat.April | PlantLine.Total.Fuel.Heat.April | flagNG_no_FH_April | flagFH_no_NG_April | flagFuelHeat_April | Boiler.ID.Total.Fuel.Heat.May | PlantLine.Total.Fuel.Heat.May | flagNG_no_FH_May | flagFH_no_NG_May | flagFuelHeat_May | Boiler.ID.Total.Fuel.Heat.June | PlantLine.Total.Fuel.Heat.June | flagNG_no_FH_June | flagFH_no_NG_June | flagFuelHeat_June | Boiler.ID.Total.Fuel.Heat.July | PlantLine.Total.Fuel.Heat.July | flagNG_no_FH_July | flagFH_no_NG_July | flagFuelHeat_July | Boiler.ID.Total.Fuel.Heat.August | PlantLine.Total.Fuel.Heat.August | flagNG_no_FH_August | flagFH_no_NG_August | flagFuelHeat_August | Boiler.ID.Total.Fuel.Heat.September | PlantLine.Total.Fuel.Heat.September | flagNG_no_FH_September | flagFH_no_NG_September | flagFuelHeat_September | Boiler.ID.Total.Fuel.Heat.October | PlantLine.Total.Fuel.Heat.October | flagNG_no_FH_October | flagFH_no_NG_October | flagFuelHeat_October | Boiler.ID.Total.Fuel.Heat.November | PlantLine.Total.Fuel.Heat.November | flagNG_no_FH_November | flagFH_no_NG_November | flagFuelHeat_November | Boiler.ID.Total.Fuel.Heat.December | PlantLine.Total.Fuel.Heat.December | flagNG_no_FH_December | flagFH_no_NG_December | flagFuelHeat_December | missing.from.923 | flagBoiler.ID_assoc | orig_Boiler.ID_assoc | orig_Boiler.ID_bf.923 | flagBoiler.ID_bf.923 | missing.bf.923 | Reported.Prime.Mover_bf.923 | Reported.Prime.Mover_923 | Reported.Prime.Mover_860 | Reported.Fuel.Type.Code | Technology | Energy.Source.1 | unmapped_but_in_923 | unmapped | Orphan.Boiler | Boiler.Status | Boiler.Retirement.Year | Boiler.Retirement.Month | flag_BoilerRetired | flag_Boiler.Status | Boiler.ID.NotIn.Assoc | missingPlant.assoc | missingPlant.boilerDesignData.860 | missingPlant.generation.data.923 | missingPlant.boilerFuelData.923 | Reported.Prime.Mover_page1 | flag.ST.missing.bf.923 | flag.CACT.missingPair | flag_923bogenCTonly | flag.NGCC.badFuel | flag.ST.missing.bf.923.unmapped | flag_RPM | flag_floatingGen | flagFuelHeat | flag_STassoc_CT_CS_CA | flag_CSassociation | countFlags | YEAR | plant_bo | plant_bo_bf.923 | plant_bo_assoc | manualBogenEditFileName | manualBogenEditDateTime
0 | 709 | 709^1 | 1 | none | eia860.org | 887013.41 |  | 0 | 0 | 0 | 1079991.192 |  | 0 | 0 | 0 | 826577.952 |  | 0 | 0 | 0 | 0 |  | 0 | 0 | 0 | 0 |  | 0 | 0 | 0 | 0 |  | 0 | 0 | 0 | 0 |  | 0 | 0 | 0 | 0 |  | 0 | 0 | 0 | 0 |  | 0 | 0 | 0 | 0 |  | 0 | 0 | 0 | 0 |  | 0 | 0 | 0 | 0 |  | 0 | 0 | 0 | FALSE | removeChar | 1 | 1 | removeChar | FALSE | ST | ST |  | DFO |  |  | FALSE | FALSE | FALSE | RE | 2015 | 4 | 0 | 0 | 0 | FALSE | FALSE | FALSE | FALSE |  | 0 | FALSE | FALSE | 0 | 0 |  | 0 | 0 | 0 | 0 | 1 | 2015 | 709^1 | 709^1 | 709^1
0 | 709 | 709^3 | 3 | none | eia860.org | 368321.964 |  | 0 | 0 | 0 | 674891.385 |  | 0 | 0 | 0 | 0 |  | 0 | 0 | 0 | 0 |  | 0 | 0 | 0 | 0 |  | 0 | 0 | 0 | 0 |  | 0 | 0 | 0 | 0 |  | 0 | 0 | 0 | 0 |  | 0 | 0 | 0 | 0 |  | 0 | 0 | 0 | 0 |  | 0 | 0 | 0 | 0 |  | 0 | 0 | 0 | 0 |  | 0 | 0 | 0 | FALSE | removeChar | 3 | 3 | removeChar | FALSE | ST | ST |  | DFO |  |  | FALSE | FALSE | FALSE | RE | 2015 | 4 | 0 | 0 | 0 | FALSE | FALSE | FALSE | FALSE |  | 0 | FALSE | FALSE | 0 | 0 |  | 0 | 0 | 0 | 0 | 1 | 2015 | 709^3 | 709^3 | 709^3
0 | 709 | 709^4 | 4 | none | eia860.org | 841716.492 |  | 0 | 0 | 0 | 1902144.776 |  | 0 | 0 | 0 | 1305201.409 |  | 0 | 0 | 0 | 0 |  | 0 | 0 | 0 | 0 |  | 0 | 0 | 0 | 0 |  | 0 | 0 | 0 | 0 |  | 0 | 0 | 0 | 0 |  | 0 | 0 | 0 | 0 |  | 0 | 0 | 0 | 0 |  | 0 | 0 | 0 | 0 |  | 0 | 0 | 0 | 0 |  | 0 | 0 | 0 | FALSE | removeChar | 4 | 4 | removeChar | FALSE | ST | ST |  | BIT |  |  | FALSE | FALSE | FALSE | RE | 2015 | 4 | 0 | 0 | 0 | FALSE | FALSE | FALSE | FALSE |  | 0 | FALSE | FALSE | 0 | 0 |  | 0 | 0 | 0 | 0 | 1 | 2015 | 709^4 | 709^4 | 709^4
orig_sheet4_key |  |  |  | 2015
| plant_gen | bogen | Plant.Code
| 709^1 | 709^1 | 709
| 709^3 | 709^3 | 709
| 709^4 | 709^4 | 709
auto_sheet4_flags |  |  |  | 2015
| Plant.Code | plant_gen | bogen | missing.from.923 | Generator.Status | Orphan.Generator | unmapped_but_in_923 | unmapped | missingPlant.assoc | missingPlant.generator.data.860 | missingPlant.generation.data.923 | flag.CACT.missingPair | missing.bf.923 | missing.generation.data | flag.ST.missing.bf.923 | flag.ST.missing.bf.923.unmapped | flag_RPM | flag_floatingGen | flag_GeneratorRetired | flag_Generator.Status | flag_923bogenCTonly | flagFuelHeat | flag_STassoc_CT_CS_CA | flag_CSassociation | flagNetGenWithoutFuelHeat | flagFuelHeatWithoutNetGen | flagFH_no_NG_January | flagNG_no_FH_January | flagFuelHeat_January | flagFH_no_NG_February | flagNG_no_FH_February | flagFuelHeat_February | flagFH_no_NG_March | flagNG_no_FH_March | flagFuelHeat_March | flagFH_no_NG_April | flagNG_no_FH_April | flagFuelHeat_April | flagFH_no_NG_May | flagNG_no_FH_May | flagFuelHeat_May | flagFH_no_NG_June | flagNG_no_FH_June | flagFuelHeat_June | flagFH_no_NG_July | flagNG_no_FH_July | flagFuelHeat_July | flagFH_no_NG_August | flagNG_no_FH_August | flagFuelHeat_August | flagFH_no_NG_September | flagNG_no_FH_September | flagFuelHeat_September | flagFH_no_NG_October | flagNG_no_FH_October | flagFuelHeat_October | flagFH_no_NG_November | flagNG_no_FH_November | flagFuelHeat_November | flagFH_no_NG_December | flagNG_no_FH_December | flagFuelHeat_December | flag_ManualPlant | flag_MisMatch
| 709 | 709^1 | 709^1 | 0 | 0 | 0 | 0 | 0 | 0 | 0 | 0 | 0 | 0 | 0 | 0 | 0 | 0 | 0 | 0 | 0 | 0 | 0 | 0 | 0 | 0 | 0 | 0 | 0 | 0 | 0 | 0 | 0 | 0 | 0 | 0 | 0 | 0 | 0 | 0 | 0 | 0 | 0 | 0 | 0 | 0 | 0 | 0 | 0 | 0 | 0 | 0 | 0 | 0 | 0 | 0 | 0 | 0 | 0 | 0 | 0 | 0 | 0 | 0 | 1
| 709 | 709^3 | 709^3 | 0 | 0 | 0 | 0 | 0 | 0 | 0 | 0 | 0 | 0 | 0 | 0 | 0 | 0 | 0 | 0 | 0 | 0 | 0 | 0 | 0 | 0 | 0 | 0 | 0 | 0 | 0 | 0 | 0 | 0 | 0 | 0 | 0 | 0 | 0 | 0 | 0 | 0 | 0 | 0 | 0 | 0 | 0 | 0 | 0 | 0 | 0 | 0 | 0 | 0 | 0 | 0 | 0 | 0 | 0 | 0 | 0 | 0 | 0 | 0 | 1
| 709 | 709^4 | 709^4 | 0 | 0 | 0 | 0 | 0 | 0 | 0 | 0 | 0 | 0 | 0 | 0 | 0 | 0 | 0 | 0 | 0 | 0 | 0 | 0 | 0 | 0 | 0 | 0 | 0 | 0 | 0 | 0 | 0 | 0 | 0 | 0 | 0 | 0 | 0 | 0 | 0 | 0 | 0 | 0 | 0 | 0 | 0 | 0 | 0 | 0 | 0 | 0 | 0 | 0 | 0 | 0 | 0 | 0 | 0 | 0 | 0 | 0 | 0 | 0 | 1
auto_sheet4_key |  |  |  | 2015
manualBogenEdit | Plant.Code | Generator.ID | bogen | Unit.Code | bga.source | Net.Generation.mwh | Generator.ID.Total.Net.Generation.January | PlantLine.Total.Fuel.Heat.January | PlantLine.Total.Net.Generation.January | flagNG_no_FH_January | flagFH_no_NG_January | flagFuelHeat_January | Generator.ID.Total.Net.Generation.February | PlantLine.Total.Fuel.Heat.February | PlantLine.Total.Net.Generation.February | flagNG_no_FH_February | flagFH_no_NG_February | flagFuelHeat_February | Generator.ID.Total.Net.Generation.March | PlantLine.Total.Fuel.Heat.March | PlantLine.Total.Net.Generation.March | flagNG_no_FH_March | flagFH_no_NG_March | flagFuelHeat_March | Generator.ID.Total.Net.Generation.April | PlantLine.Total.Fuel.Heat.April | PlantLine.Total.Net.Generation.April | flagNG_no_FH_April | flagFH_no_NG_April | flagFuelHeat_April | Generator.ID.Total.Net.Generation.May | PlantLine.Total.Fuel.Heat.May | PlantLine.Total.Net.Generation.May | flagNG_no_FH_May | flagFH_no_NG_May | flagFuelHeat_May | Generator.ID.Total.Net.Generation.June | PlantLine.Total.Fuel.Heat.June | PlantLine.Total.Net.Generation.June | flagNG_no_FH_June | flagFH_no_NG_June | flagFuelHeat_June | Generator.ID.Total.Net.Generation.July | PlantLine.Total.Fuel.Heat.July | PlantLine.Total.Net.Generation.July | flagNG_no_FH_July | flagFH_no_NG_July | flagFuelHeat_July | Generator.ID.Total.Net.Generation.August | PlantLine.Total.Fuel.Heat.August | PlantLine.Total.Net.Generation.August | flagNG_no_FH_August | flagFH_no_NG_August | flagFuelHeat_August | Generator.ID.Total.Net.Generation.September | PlantLine.Total.Fuel.Heat.September | PlantLine.Total.Net.Generation.September | flagNG_no_FH_September | flagFH_no_NG_September | flagFuelHeat_September | Generator.ID.Total.Net.Generation.October | PlantLine.Total.Fuel.Heat.October | PlantLine.Total.Net.Generation.October | flagNG_no_FH_October | flagFH_no_NG_October | flagFuelHeat_October | Generator.ID.Total.Net.Generation.November | PlantLine.Total.Fuel.Heat.November | PlantLine.Total.Net.Generation.November | flagNG_no_FH_November | flagFH_no_NG_November | flagFuelHeat_November | Generator.ID.Total.Net.Generation.December | PlantLine.Total.Fuel.Heat.December | PlantLine.Total.Net.Generation.December | flagNG_no_FH_December | flagFH_no_NG_December | flagFuelHeat_December | missing.from.923 | orig_Generator.ID_923 | flagGenerator.ID_923 | orig_Generator.ID_860 | flagGenerator.ID_860 | flagGenerator.ID_assoc | orig_Generator.ID_assoc | missing.bf.923 | Reported.Prime.Mover_bf.923 | Reported.Prime.Mover_923 | Reported.Prime.Mover_860 | Reported.Fuel.Type.Code | Technology | Energy.Source.1 | Generator.Status | Orphan.Generator | unmapped_but_in_923 | unmapped | flag_Generator.Status | Generator.Retirement.Year | Generator.Retirement.Month | flag_GeneratorRetired | missingPlant.assoc | missingPlant.generator.data.860 | missingPlant.generation.data.923 | Reported.Prime.Mover_page1 | flag.ST.missing.bf.923 | flag.CACT.missingPair | flag_923bogenCTonly | flag.NGCC.badFuel | flag.ST.missing.bf.923.unmapped | flag_RPM | flag_floatingGen | flagNetGenWithoutFuelHeat | flagFuelHeatWithoutNetGen | flagFuelHeat | flag_STassoc_CT_CS_CA | flag_CSassociation | countFlags | YEAR | plant_gen | plant_gen.923 | plant_gen.860 | plant_gen_assoc | missing.generation.data | manualBogenEditFileName | manualBogenEditDateTime
0 | 709 | 1 | 709^1 | none | eia860.org | 273384 | 84715 |  |  | 0 | 0 | 0 | 104260 |  |  | 0 | 0 | 0 | 84668 |  |  | 0 | 0 | 0 | -259 |  |  | 0 | 0 | 0 | 0 |  |  | 0 | 0 | 0 | 0 |  |  | 0 | 0 | 0 | 0 |  |  | 0 | 0 | 0 | 0 |  |  | 0 | 0 | 0 | 0 |  |  | 0 | 0 | 0 | 0 |  |  | 0 | 0 | 0 | 0 |  |  | 0 | 0 | 0 | 0 |  |  | 0 | 0 | 0 | FALSE | 1 | removeChar |  |  | removeChar | 1 | FALSE | ST | ST |  | DFO |  |  |  | FALSE | FALSE | FALSE | 0 | 2015 | 4 | 0 | FALSE | FALSE | FALSE |  | 0 | FALSE | FALSE | 0 | 0 |  | 0 | 0 | 0 | 0 | 0 | 0 | 1 | 2015 | 709^1 | 709^1 | 709^NA | 709^1 | FALSE
0 | 709 | 3 | 709^3 | none | eia860.org | 93600 | 29708 |  |  | 0 | 0 | 0 | 65119 |  |  | 0 | 0 | 0 | -976 |  |  | 0 | 0 | 0 | -251 |  |  | 0 | 0 | 0 | 0 |  |  | 0 | 0 | 0 | 0 |  |  | 0 | 0 | 0 | 0 |  |  | 0 | 0 | 0 | 0 |  |  | 0 | 0 | 0 | 0 |  |  | 0 | 0 | 0 | 0 |  |  | 0 | 0 | 0 | 0 |  |  | 0 | 0 | 0 | 0 |  |  | 0 | 0 | 0 | FALSE | 3 | removeChar |  |  | removeChar | 3 | FALSE | ST | ST |  | DFO |  |  |  | FALSE | FALSE | FALSE | 0 | 2015 | 4 | 0 | FALSE | FALSE | FALSE |  | 0 | FALSE | FALSE | 0 | 0 |  | 0 | 0 | 0 | 0 | 0 | 0 | 1 | 2015 | 709^3 | 709^3 | 709^NA | 709^3 | FALSE
0 | 709 | 4 | 709^4 | none | eia860.org | 403948 | 86098 |  |  | 0 | 0 | 0 | 182853 |  |  | 0 | 0 | 0 | 135293 |  |  | 0 | 0 | 0 | -296 |  |  | 0 | 0 | 0 | 0 |  |  | 0 | 0 | 0 | 0 |  |  | 0 | 0 | 0 | 0 |  |  | 0 | 0 | 0 | 0 |  |  | 0 | 0 | 0 | 0 |  |  | 0 | 0 | 0 | 0 |  |  | 0 | 0 | 0 | 0 |  |  | 0 | 0 | 0 | 0 |  |  | 0 | 0 | 0 | FALSE | 4 | removeChar |  |  | removeChar | 4 | FALSE | ST | ST |  | BIT |  |  |  | FALSE | FALSE | FALSE | 0 | 2015 | 4 | 0 | FALSE | FALSE | FALSE |  | 0 | FALSE | FALSE | 0 | 0 |  | 0 | 0 | 0 | 0 | 0 | 0 | 1 | 2015 | 709^4 | 709^4 | 709^NA | 709^4 | FALSE
EIA_associationTable |  |  |  | 2015
| Utility.ID | Utility.Name | Plant.Code | Plant.Name | Boiler.ID | Generator.ID | Steam.Plant.Type
| 7140 | Georgia Power Co | 709 | Harllee Branch | 1 | 1 | 1
| 7140 | Georgia Power Co | 709 | Harllee Branch | 2 | 2 | 1
| 7140 | Georgia Power Co | 709 | Harllee Branch | 3 | 3 | 1
| 7140 | Georgia Power Co | 709 | Harllee Branch | 4 | 4 | 1
generator.data.860 |  |  |  | 2015
| Utility.ID | Utility.Name | Plant.Code | Plant.Name | State | County | Generator.ID | Technology | Prime.Mover | Unit.Code | Ownership | Duct.Burners | Can.Bypass.Heat.Recovery.Steam.Generator. | RTO.ISO.LMP.Node.Designation | RTO.ISO.Location.Designation.for.Reporting.Wholesale.Sales.Data.to.FERC | Nameplate.Capacity..MW. | Nameplate.Power.Factor | Summer.Capacity..MW. | Winter.Capacity..MW. | Minimum.Load..MW. | Uprate.or.Derate.Completed.During.Year | Month.Uprate.or.Derate.Completed | Year.Uprate.or.Derate.Completed | Status | Synchronized.to.Transmission.Grid | Operating.Month | Operating.Year | Planned.Retirement.Month | Planned.Retirement.Year | Associated.with.Combined.Heat.and.Power.System | Sector.Name | Sector | Topping.or.Bottoming | Energy.Source.1 | Energy.Source.2 | Energy.Source.3 | Energy.Source.4 | Energy.Source.5 | Energy.Source.6 | Startup.Source.1 | Startup.Source.2 | Startup.Source.3 | Startup.Source.4 | Solid.Fuel.Gasification.System. | Carbon.Capture.Technology. | Turbines..Inverters..or.Hydrokinetic.Buoys | Time.from.Cold.Shutdown.to.Full.Load | Fluidized.Bed.Technology. | Pulverized.Coal.Technology. | Stoker.Technology. | Other.Combustion.Technology. | Subcritical.Technology. | Supercritical.Technology. | Ultrasupercritical.Technology. | Planned.Net.Summer.Capacity.Uprate..MW. | Planned.Net.Winter.Capacity.Uprate..MW. | Planned.Uprate.Month | Planned.Uprate.Year | Planned.Net.Summer.Capacity.Derate..MW. | Planned.Net.Winter.Capacity.Derate..MW. | Planned.Derate.Month | Planned.Derate.Year | Planned.New.Prime.Mover | Planned.Energy.Source.1 | Planned.New.Nameplate.Capacity..MW. | Planned.Repower.Month | Planned.Repower.Year | Other.Planned.Modifications. | Other.Modifications.Month | Other.Modifications.Year | Cofire.Fuels. | Switch.Between.Oil.and.Natural.Gas.
retiredGenerators.860 |  |  |  | 2015
| Utility.ID | Utility.Name | Plant.Code | Plant.Name | State | County | Generator.ID | Technology | Prime.Mover | Unit.Code | Ownership | Duct.Burners | Can.Bypass.Heat.Recovery.Steam.Generator. | RTO.ISO.LMP.Node.Designation | RTO.ISO.Location.Designation.for.Reporting.Wholesale.Sales.Data.to.FERC | Nameplate.Capacity..MW. | Nameplate.Power.Factor | Summer.Capacity..MW. | Winter.Capacity..MW. | Minimum.Load..MW. | Uprate.or.Derate.Completed.During.Year | Month.Uprate.or.Derate.Completed | Year.Uprate.or.Derate.Completed | Status | Synchronized.to.Transmission.Grid | Operating.Month | Operating.Year | Retirement.Month | Retirement.Year | Associated.with.Combined.Heat.and.Power.System | Sector.Name | Sector | Topping.or.Bottoming | Energy.Source.1 | Energy.Source.2 | Energy.Source.3 | Energy.Source.4 | Energy.Source.5 | Energy.Source.6 | Startup.Source.1 | Startup.Source.2 | Startup.Source.3 | Startup.Source.4 | Solid.Fuel.Gasification.System. | Carbon.Capture.Technology. | Turbines..Inverters..or.Hydrokinetic.Buoys | Time.from.Cold.Shutdown.to.Full.Load | Fluidized.Bed.Technology. | Pulverized.Coal.Technology. | Stoker.Technology. | Other.Combustion.Technology. | Subcritical.Technology. | Supercritical.Technology. | Ultrasupercritical.Technology. | Cofire.Fuels. | Switch.Between.Oil.and.Natural.Gas.
| 7140 | Georgia Power Co | 709 | Harllee Branch | GA | Putnam | 1 | Conventional Steam Coal | ST |  | S | X | X |  |  | 299.2 | 0.85 | 266 | 266 | 100 | N |  |  | RE | X | 6 | 1965 | 4 | 2015 | N | Electric Utility | 1 | X | BIT | DFO |  |  |  |  | DFO |  |  |  | N |  |  | OVER |  | Y |  |  | Y
| 7140 | Georgia Power Co | 709 | Harllee Branch | GA | Putnam | 2 | Conventional Steam Coal | ST |  | S | X | X |  |  | 359 |  | 325 | 325 |  |  |  |  | RE | X | 6 | 1967 | 9 | 2013 | N | Electric Utility | 1 | X | BIT | DFO |  |  |  |  | DFO |  |  |  | N |  |  |  |  | Y |  |  | Y
| 7140 | Georgia Power Co | 709 | Harllee Branch | GA | Putnam | 3 | Conventional Steam Coal | ST |  | S | X | X |  |  | 544 | 0.85 | 488 | 488 | 250 | N |  |  | RE | X | 7 | 1968 | 4 | 2015 | N | Electric Utility | 1 | X | BIT | DFO |  |  |  |  | DFO |  |  |  | N |  |  | OVER |  | Y |  |  | N | Y
| 7140 | Georgia Power Co | 709 | Harllee Branch | GA | Putnam | 4 | Conventional Steam Coal | ST |  | S | X | X |  |  | 544 | 0.85 | 507 | 507 | 250 | N |  |  | RE | X | 6 | 1969 | 4 | 2015 | N | Electric Utility | 1 | X | BIT | DFO |  |  |  |  | DFO |  |  |  | N |  |  | OVER |  | Y |  |  |  | Y
Boiler_InfoDesign_Parameters.860 |  |  |  | 2015
| Utility.ID | Utility.Name | Plant.Code | Plant.Name | State | Boiler.ID | Boiler.Status | Type.of.Boiler | Inservice.Month | Inservice.Year | Retirement.Month | Retirement.Year | Firing.Type.1 | Firing.Type.2 | Firing.Type.3 | Max.Steam.Flow..Thousand.Pounds.per.Hour. | Firing.Rate.Using.Coal..0.1.Tons.per.Hour. | Firing.Rate.Using.Petroleum..0.1.Barrels.per.Hour. | Firing.Rate.Using.Gas..0.1.MCF.per.Hour. | Firing.Rate.Using.Other.Fuels | Waste.Heat.Input..Million.BTU.per.Hour. | Primary.Fuel.1 | Primary.Fuel.2 | Primary.Fuel.3 | Primary.Fuel.4 | Turndown.Ratio | Efficiency.100..Load | Efficiency.50..Load | Air.Flow.100..Load..Cubic.Feet.per.Minute. | Wet.Dry.Bottom | Fly.Ash.Reinjection | Steam.Plant.Type | missingData
| 7140 | Georgia Power Co | 709 | Harllee Branch | GA | 1 | RE | N | 6 | 1965 | 4 | 2015 | WF |  |  | 1750 | 97.1 | 0 | 0 | 0 |  | BIT | DFO |  |  | 2.7 | 0.891 | 0.89 | 445600 | D | N | 1 | 0
| 7140 | Georgia Power Co | 709 | Harllee Branch | GA | 2 | RE | N | 4 | 1967 | 10 | 2013 | WF |  |  | 2246 | 122.9 | 0 | 0 | 0 |  | BIT | DFO |  |  |  | 0.891 | 0.901 | 600667 | D | N | 1 | 0
| 7140 | Georgia Power Co | 709 | Harllee Branch | GA | 3 | RE | N | 7 | 1968 | 4 | 2015 | WF |  |  | 3382 | 185.7 | 0 | 0 | 0 |  | BIT | DFO |  |  | 2.1 | 0.891 | 0.9 | 893555 | D | N | 1 | 0
| 7140 | Georgia Power Co | 709 | Harllee Branch | GA | 4 | RE | N | 5 | 1969 | 4 | 2015 | WF |  |  | 3563 | 188.8 | 0 | 0 | 0 |  | BIT | DFO |  |  | 2.1 | 0.891 | 0.9 | 884844 | D | N | 1 | 0
boilerFuelData_923 |  |  |  | 2015
| Plant.Code | Combined.Heat.And..Power.Plant | Plant.Name | Operator.Name | Operator.Id | Plant.State | Census.Region | NERC.Region | NAICS.Code | Sector.Number | Sector.Name | Boiler.ID | Reported.Prime.Mover | Reported.Fuel.Type.Code | Physical.Unit.Label | Quantity.Of.Fuel.Consumed.January | Quantity.Of.Fuel.Consumed.February | Quantity.Of.Fuel.Consumed.March | Quantity.Of.Fuel.Consumed.April | Quantity.Of.Fuel.Consumed.May | Quantity.Of.Fuel.Consumed.June | Quantity.Of.Fuel.Consumed.July | Quantity.Of.Fuel.Consumed.August | Quantity.Of.Fuel.Consumed.September | Quantity.Of.Fuel.Consumed.October | Quantity.Of.Fuel.Consumed.November | Quantity.Of.Fuel.Consumed.December | MMbtu.Per.Unit.January | MMbtu.Per.Unit.February | MMbtu.Per.Unit.March | MMbtu.Per.Unit.April | MMbtu.Per.Unit.May | MMbtu.Per.Unit.June | MMbtu.Per.Unit.July | MMbtu.Per.Unit.August | MMbtu.Per.Unit.September | MMbtu.Per.Unit.October | MMbtu.Per.Unit.November | MMbtu.Per.Unit.December | Sulfur.Content.January | Sulfur.Content.February | Sulfur.Content.March | Sulfur.Content.April | Sulfur.Content.May | Sulfur.Content.June | Sulfur.Content.July | Sulfur.Content.August | Sulfur.Content.September | Sulfur.Content.October | Sulfur.Content.November | Sulfur.Content.December | Ash.Content.January | Ash.Content.February | Ash.Content.March | Ash.Content.April | Ash.Content.May | Ash.Content.June | Ash.Content.July | Ash.Content.August | Ash.Content.September | Ash.Content.October | Ash.Content.November | Ash.Content.December | Total.Fuel.Consumption.Quantity | YEAR | missingData
| 709 | N | Harllee Branch | Georgia Power Co | 7140 | GA | SAT | SERC | 22 | 1 | Electric Utility | 3 | ST | DFO | barrels | 754 | 905 | 0 | 0 | 0 | 0 | 0 | 0 | 0 | 0 | 0 | 0 | 5.817 | 5.817 | 0 | 0 | 0 | 0 | 0 | 0 | 0 | 0 | 0 | 0 | 0.5 | 0.5 | 0 | 0 | 0 | 0 | 0 | 0 | 0 | 0 | 0 | 0 | 0 | 0 | 0 | 0 | 0 | 0 | 0 | 0 | 0 | 0 | 0 | 0 | 1659 | 2015 | 32
| 709 | N | Harllee Branch | Georgia Power Co | 7140 | GA | SAT | SERC | 22 | 1 | Electric Utility | 1 | ST | DFO | barrels | 356 | 320 | 1582 | 0 | 0 | 0 | 0 | 0 | 0 | 0 | 0 | 0 | 5.817 | 5.817 | 5.817 | 0 | 0 | 0 | 0 | 0 | 0 | 0 | 0 | 0 | 0.5 | 0.5 | 0.5 | 0 | 0 | 0 | 0 | 0 | 0 | 0 | 0 | 0 | 0 | 0 | 0 | 0 | 0 | 0 | 0 | 0 | 0 | 0 | 0 | 0 | 2258 | 2015 | 32
| 709 | N | Harllee Branch | Georgia Power Co | 7140 | GA | SAT | SERC | 22 | 1 | Electric Utility | 3 | ST | BIT | short tons | 15303 | 28350 | 0 | 0 | 0 | 0 | 0 | 0 | 0 | 0 | 0 | 0 | 23.782 | 23.62 | 0 | 0 | 0 | 0 | 0 | 0 | 0 | 0 | 0 | 0 | 1.34 | 1.27 | 0 | 0 | 0 | 0 | 0 | 0 | 0 | 0 | 0 | 0 | 10.9 | 12.1 | 0 | 0 | 0 | 0 | 0 | 0 | 0 | 0 | 0 | 0 | 43653 | 2015 | 32
| 709 | N | Harllee Branch | Georgia Power Co | 7140 | GA | SAT | SERC | 22 | 1 | Electric Utility | 1 | ST | BIT | short tons | 37061 | 46011 | 38021 | 0 | 0 | 0 | 0 | 0 | 0 | 0 | 0 | 0 | 23.878 | 23.432 | 21.498 | 0 | 0 | 0 | 0 | 0 | 0 | 0 | 0 | 0 | 1.27 | 1.21 | 1.27 | 0 | 0 | 0 | 0 | 0 | 0 | 0 | 0 | 0 | 10.8 | 12.1 | 17.3 | 0 | 0 | 0 | 0 | 0 | 0 | 0 | 0 | 0 | 121093 | 2015 | 32
| 709 | N | Harllee Branch | Georgia Power Co | 7140 | GA | SAT | SERC | 22 | 1 | Electric Utility | 4 | ST | DFO | barrels | 560 | 1136 | 385 | 0 | 0 | 0 | 0 | 0 | 0 | 0 | 0 | 0 | 5.817 | 5.817 | 5.817 | 0 | 0 | 0 | 0 | 0 | 0 | 0 | 0 | 0 | 0.5 | 0.5 | 0.5 | 0 | 0 | 0 | 0 | 0 | 0 | 0 | 0 | 0 | 0 | 0 | 0 | 0 | 0 | 0 | 0 | 0 | 0 | 0 | 0 | 0 | 2081 | 2015 | 32
| 709 | N | Harllee Branch | Georgia Power Co | 7140 | GA | SAT | SERC | 22 | 1 | Electric Utility | 4 | ST | BIT | short tons | 35129 | 80668 | 59161 | 0 | 0 | 0 | 0 | 0 | 0 | 0 | 0 | 0 | 23.868 | 23.498 | 22.024 | 0 | 0 | 0 | 0 | 0 | 0 | 0 | 0 | 0 | 1.32 | 1.23 | 1.26 | 0 | 0 | 0 | 0 | 0 | 0 | 0 | 0 | 0 | 10.7 | 11.9 | 15.6 | 0 | 0 | 0 | 0 | 0 | 0 | 0 | 0 | 0 | 174958 | 2015 | 32
generation.data.923 |  |  |  | 2015
| Plant.Code | Combined.Heat.And.Power.Plant | Plant.Name | Operator.Name | Operator.Id | Plant.State | Census.Region | NERC.Region | NAICS.Code | Sector.Number | Sector.Name | Generator.ID | Reported.Prime.Mover | Net.Generation.January | Net.Generation.February | Net.Generation.March | Net.Generation.April | Net.Generation.May | Net.Generation.June | Net.Generation.July | Net.Generation.August | Net.Generation.September | Net.Generation.October | Net.Generation.November | Net.Generation.December | Net.Generation.Year.To.Date | YEAR | missingData
| 709 | N | Harllee Branch | Georgia Power Co | 7140 | GA | SAT | SERC | 22 | 1 | Electric Utility | 3 | ST | 29708 | 65119 | -976 | -251 | 0 | 0 | 0 | 0 | 0 | 0 | 0 | 0 | 93600 | 2015 | 8
| 709 | N | Harllee Branch | Georgia Power Co | 7140 | GA | SAT | SERC | 22 | 1 | Electric Utility | 4 | ST | 86098 | 182853 | 135293 | -296 | 0 | 0 | 0 | 0 | 0 | 0 | 0 | 0 | 403948 | 2015 | 8
| 709 | N | Harllee Branch | Georgia Power Co | 7140 | GA | SAT | SERC | 22 | 1 | Electric Utility | 1 | ST | 84715 | 104260 | 84668 | -259 | 0 | 0 | 0 | 0 | 0 | 0 | 0 | 0 | 273384 | 2015 | 8
page1GenFuelData.923 |  |  |  | 2015
| Plant.Code | Combined.Heat.And.Power.Plant | Nuclear.Unit.Id | Plant.Name | Operator.Name | Operator.Id | Plant.State | Census.Region | NERC.Region | Reserved | NAICS.Code | EIA.Sector.Number | Sector.Name | Reported.Prime.Mover | Reported.Fuel.Type.Code | AER.Fuel.Type.Code | Reserved.1 | Reserved.2 | Physical.Unit.Label | Quantity.January | Quantity.February | Quantity.March | Quantity.April | Quantity.May | Quantity.June | Quantity.July | Quantity.August | Quantity.September | Quantity.October | Quantity.November | Quantity.December | Elec_Quantity.January | Elec_Quantity.February | Elec_Quantity.March | Elec_Quantity.April | Elec_Quantity.May | Elec_Quantity.June | Elec_Quantity.July | Elec_Quantity.August | Elec_Quantity.September | Elec_Quantity.October | Elec_Quantity.November | Elec_Quantity.December | MMBtuPer_Unit.January | MMBtuPer_Unit.February | MMBtuPer_Unit.March | MMBtuPer_Unit.April | MMBtuPer_Unit.May | MMBtuPer_Unit.June | MMBtuPer_Unit.July | MMBtuPer_Unit.August | MMBtuPer_Unit.September | MMBtuPer_Unit.October | MMBtuPer_Unit.November | MMBtuPer_Unit.December | Tot_MMBtu.January | Tot_MMBtu.February | Tot_MMBtu.March | Tot_MMBtu.April | Tot_MMBtu.May | Tot_MMBtu.June | Tot_MMBtu.July | Tot_MMBtu.August | Tot_MMBtu.September | Tot_MMBtu.October | Tot_MMBtu.November | Tot_MMBtu.December | Elec_MMBtu.January | Elec_MMBtu.February | Elec_MMBtu.March | Elec_MMBtu.April | Elec_MMBtu.May | Elec_MMBtu.June | Elec_MMBtu.July | Elec_MMBtu.August | Elec_MMBtu.September | Elec_MMBtu.October | Elec_MMBtu.November | Elec_MMBtu.December | Netgen.January | Netgen.February | Netgen.March | Netgen.April | Netgen.May | Netgen.June | Netgen.July | Netgen.August | Netgen.September | Netgen.October | Netgen.November | Netgen.December | Total.Fuel.Consumption.Quantity | Electric.Fuel.Consumption.Quantity | Total.Fuel.Consumption.MMBtu | Elec.Fuel.Consumption.MMBtu | Net.Generation..Megawatthours. | YEAR | missingData
| 709 | N | . | Harllee Branch | Georgia Power Co | 7140 | GA | SAT | SERC |  | 22 | 1 | Electric Utility | ST | BIT | COL |  |  | short tons | 87493 | 155029 | 97182 | 0 | 0 | 0 | 0 | 0 | 0 | 0 | 0 | 0 | 87493 | 155029 | 97182 | 0 | 0 | 0 | 0 | 0 | 0 | 0 | 0 | 0 | 23.857 | 23.501 | 21.818 | 0 | 0 | 0 | 0 | 0 | 0 | 0 | 0 | 0 | 2087321 | 3643337 | 2120317 | 0 | 0 | 0 | 0 | 0 | 0 | 0 | 0 | 0 | 2087321 | 3643337 | 2120317 | 0 | 0 | 0 | 0 | 0 | 0 | 0 | 0 | 0 | 199592.1 | 350909.21 | 217809.62 | -803.231 | 0 | 0 | 0 | 0 | 0 | 0 | 0 | 0 | 339704 | 339704 | 7850975 | 7850975 | 767507.69 | 2015 | 48
| 709 | N | . | Harllee Branch | Georgia Power Co | 7140 | GA | SAT | SERC |  | 22 | 1 | Electric Utility | ST | DFO | DFO |  |  | barrels | 1670 | 2361 | 1967 | 0 | 0 | 0 | 0 | 0 | 0 | 0 | 0 | 0 | 1670 | 2361 | 1967 | 0 | 0 | 0 | 0 | 0 | 0 | 0 | 0 | 0 | 5.817 | 5.817 | 5.817 | 0 | 0 | 0 | 0 | 0 | 0 | 0 | 0 | 0 | 9714 | 13734 | 11442 | 0 | 0 | 0 | 0 | 0 | 0 | 0 | 0 | 0 | 9714 | 13734 | 11442 | 0 | 0 | 0 | 0 | 0 | 0 | 0 | 0 | 0 | 928.902 | 1322.789 | 1175.384 | -2.769 | 0 | 0 | 0 | 0 | 0 | 0 | 0 | 0 | 5998 | 5998 | 34890 | 34890 | 3424.306 | 2015 | 48
FuelHeatByLine |  |  |  | 2015
| Plant.Code | Boiler.ID | bogen | Reported.Prime.Mover_bf.923 | Reported.Fuel.Type.Code | Fuel.Heat.January | Fuel.Heat.February | Fuel.Heat.March | Fuel.Heat.April | Fuel.Heat.May | Fuel.Heat.June | Fuel.Heat.July | Fuel.Heat.August | Fuel.Heat.September | Fuel.Heat.October | Fuel.Heat.November | Fuel.Heat.December | YEAR
| 709 | 1 | 709^1 | ST | BIT | 884942.558 | 1078129.752 | 817375.458 | 0 | 0 | 0 | 0 | 0 | 0 | 0 | 0 | 0 | 2015
| 709 | 1 | 709^1 | ST | DFO | 2070.852 | 1861.44 | 9202.494 | 0 | 0 | 0 | 0 | 0 | 0 | 0 | 0 | 0 | 2015
| 709 | 3 | 709^3 | ST | BIT | 363935.946 | 669627 | 0 | 0 | 0 | 0 | 0 | 0 | 0 | 0 | 0 | 0 | 2015
| 709 | 3 | 709^3 | ST | DFO | 4386.018 | 5264.385 | 0 | 0 | 0 | 0 | 0 | 0 | 0 | 0 | 0 | 0 | 2015
| 709 | 4 | 709^4 | ST | BIT | 838458.972 | 1895536.664 | 1302961.864 | 0 | 0 | 0 | 0 | 0 | 0 | 0 | 0 | 0 | 2015
| 709 | 4 | 709^4 | ST | DFO | 3257.52 | 6608.112 | 2239.545 | 0 | 0 | 0 | 0 | 0 | 0 | 0 | 0 | 0 | 2015
NetGenByLine |  |  |  | 2015
| Plant.Code | Generator.ID | bogen | Reported.Prime.Mover | Net.Generation.Year.To.Date | Net.Generation.January | Net.Generation.February | Net.Generation.March | Net.Generation.April | Net.Generation.May | Net.Generation.June | Net.Generation.July | Net.Generation.August | Net.Generation.September | Net.Generation.October | Net.Generation.November | Net.Generation.December | YEAR
| 709 | 1 | 709^1 | ST | 273384 | 84715 | 104260 | 84668 | -259 | 0 | 0 | 0 | 0 | 0 | 0 | 0 | 0 | 2015
| 709 | 3 | 709^3 | ST | 93600 | 29708 | 65119 | -976 | -251 | 0 | 0 | 0 | 0 | 0 | 0 | 0 | 0 | 2015
| 709 | 4 | 709^4 | ST | 403948 | 86098 | 182853 | 135293 | -296 | 0 | 0 | 0 | 0 | 0 | 0 | 0 | 0 | 2015
FuelHeatByBoilerID |  |  |  | 2015
| Plant.Code | Boiler.ID | bogen | Reported.Prime.Mover_bf.923 | flagFuelHeat | Boiler.ID.Total.Fuel.Heat.January | Boiler.ID.Total.Fuel.Heat.February | Boiler.ID.Total.Fuel.Heat.March | Boiler.ID.Total.Fuel.Heat.April | Boiler.ID.Total.Fuel.Heat.May | Boiler.ID.Total.Fuel.Heat.June | Boiler.ID.Total.Fuel.Heat.July | Boiler.ID.Total.Fuel.Heat.August | Boiler.ID.Total.Fuel.Heat.September | Boiler.ID.Total.Fuel.Heat.October | Boiler.ID.Total.Fuel.Heat.November | Boiler.ID.Total.Fuel.Heat.December | YEAR
| 709 | 1 | 709^1 | ST | 0 | 887013.41 | 1079991.192 | 826577.952 | 0 | 0 | 0 | 0 | 0 | 0 | 0 | 0 | 0 | 2015
| 709 | 3 | 709^3 | ST | 0 | 368321.964 | 674891.385 | 0 | 0 | 0 | 0 | 0 | 0 | 0 | 0 | 0 | 0 | 2015
| 709 | 4 | 709^4 | ST | 0 | 841716.492 | 1902144.776 | 1305201.409 | 0 | 0 | 0 | 0 | 0 | 0 | 0 | 0 | 0 | 2015
NetGenByGeneratorID |  |  |  | 2015
| Plant.Code | Generator.ID | bogen | Reported.Prime.Mover_923 | Net.Generation.mwh | Generator.ID.Total.Net.Generation.January | Generator.ID.Total.Net.Generation.February | Generator.ID.Total.Net.Generation.March | Generator.ID.Total.Net.Generation.April | Generator.ID.Total.Net.Generation.May | Generator.ID.Total.Net.Generation.June | Generator.ID.Total.Net.Generation.July | Generator.ID.Total.Net.Generation.August | Generator.ID.Total.Net.Generation.September | Generator.ID.Total.Net.Generation.October | Generator.ID.Total.Net.Generation.November | Generator.ID.Total.Net.Generation.December | YEAR
| 709 | 1 | 709^1 | ST | 273384 | 84715 | 104260 | 84668 | -259 | 0 | 0 | 0 | 0 | 0 | 0 | 0 | 0 | 2015
| 709 | 3 | 709^3 | ST | 93600 | 29708 | 65119 | -976 | -251 | 0 | 0 | 0 | 0 | 0 | 0 | 0 | 0 | 2015
| 709 | 4 | 709^4 | ST | 403948 | 86098 | 182853 | 135293 | -296 | 0 | 0 | 0 | 0 | 0 | 0 | 0 | 0 | 2015
FuelHeatByBogen |  |  |  | 2015
| Plant.Code | blankCol | bogen | Reported.Prime.Mover_bf.923 | flagFuelHeat | Bogen.Total.Fuel.Heat.January | Bogen.Total.Fuel.Heat.February | Bogen.Total.Fuel.Heat.March | Bogen.Total.Fuel.Heat.April | Bogen.Total.Fuel.Heat.May | Bogen.Total.Fuel.Heat.June | Bogen.Total.Fuel.Heat.July | Bogen.Total.Fuel.Heat.August | Bogen.Total.Fuel.Heat.September | Bogen.Total.Fuel.Heat.October | Bogen.Total.Fuel.Heat.November | Bogen.Total.Fuel.Heat.December | YEAR
| 709 |  | 709^1 | ST | 0 | 887013.41 | 1079991.192 | 826577.952 | 0 | 0 | 0 | 0 | 0 | 0 | 0 | 0 | 0 | 2015
| 709 |  | 709^3 | ST | 0 | 368321.964 | 674891.385 | 0 | 0 | 0 | 0 | 0 | 0 | 0 | 0 | 0 | 0 | 2015
| 709 |  | 709^4 | ST | 0 | 841716.492 | 1902144.776 | 1305201.409 | 0 | 0 | 0 | 0 | 0 | 0 | 0 | 0 | 0 | 2015
NetGenByBogen |  |  |  | 2015
| Plant.Code | blankCol | bogen | Reported.Prime.Mover_923 | Net.Generation.mwh | Bogen.Total.Net.Generation.January | Bogen.Total.Net.Generation.February | Bogen.Total.Net.Generation.March | Bogen.Total.Net.Generation.April | Bogen.Total.Net.Generation.May | Bogen.Total.Net.Generation.June | Bogen.Total.Net.Generation.July | Bogen.Total.Net.Generation.August | Bogen.Total.Net.Generation.September | Bogen.Total.Net.Generation.October | Bogen.Total.Net.Generation.November | Bogen.Total.Net.Generation.December | YEAR
| 709 |  | 709^1 | ST | 273384 | 84715 | 104260 | 84668 | -259 | 0 | 0 | 0 | 0 | 0 | 0 | 0 | 0 | 2015
| 709 |  | 709^3 | ST | 93600 | 29708 | 65119 | -976 | -251 | 0 | 0 | 0 | 0 | 0 | 0 | 0 | 0 | 2015
| 709 |  | 709^4 | ST | 403948 | 86098 | 182853 | 135293 | -296 | 0 | 0 | 0 | 0 | 0 | 0 | 0 | 0 | 2015
ThermalEfficiencyByBogen |  |  |  | 2015
| Plant.Code | blankCol | bogen | Reported.Prime.Mover_923 | Net.Generation.mwh | ThermalEfficiency.January | ThermalEfficiency.February | ThermalEfficiency.March | ThermalEfficiency.April | ThermalEfficiency.May | ThermalEfficiency.June | ThermalEfficiency.July | ThermalEfficiency.August | ThermalEfficiency.September | ThermalEfficiency.October | ThermalEfficiency.November | ThermalEfficiency.December | YEAR
| 709 |  | 709^1 | ST | 273384 | 0.32588 | 0.3294 | 0.34951 | 0 | 0 | 0 | 0 | 0 | 0 | 0 | 0 | 0 | 2015
| 709 |  | 709^3 | ST | 93600 | 0.27522 | 0.32923 | 0 | 0 | 0 | 0 | 0 | 0 | 0 | 0 | 0 | 0 | 2015
| 709 |  | 709^4 | ST | 403948 | 0.34902 | 0.32801 | 0.35369 | 0 | 0 | 0 | 0 | 0 | 0 | 0 | 0 | 0 | 2015

## 1001
2015 | Plant.Code | orig_bogencoo.key | auto_bogencoo.key | combogencoo_cool_type_key | EIA_BocooAssoc | EIA_CoolingEnviroEquip | orig_sheet3_key | auto_sheet3_flags | auto_sheet3_key | orig_sheet4_key | auto_sheet4_flags | auto_sheet4_key | EIA_associationTable | generator.data.860 | retiredGenerators.860 | Boiler_InfoDesign_Parameters.860 | boilerFuelData_923 | generation.data.923 | page1GenFuelData.923 | FuelHeatByLine | NetGenByLine | FuelHeatByBoilerID | NetGenByGeneratorID | FuelHeatByBogen | NetGenByBogen | ThermalEfficiencyByBogen
| 1001 | 2 | 2 | 1 | 4 | 3 | 2 | 2 | 2 | 2 | 2 | 2 | 2 | 7 | 0 | 2 | 4 | 2 | 5 | 4 | 2 | 2 | 2 | 2 | 2 | 2
orig_bogencoo.key |  |  |  | 2015
| combogen | combogencoo | Plant.Code
| combogen^1001^1 | combogencoo^1001^1 | 1001
| combogen^1001^2 | combogencoo^1001^1 | 1001
auto_bogencoo.key |  |  |  | 2015
manualEdit | manualBogenEdit | Plant.Code | Bogen | combogen | combogencoo | Boiler.ID | Unit.Code | bga.source | Boiler.ID.Total.Fuel.Heat.January | PlantLine.Total.Fuel.Heat.January | flagNG_no_FH_January | flagFH_no_NG_January | flagFuelHeat_January | Boiler.ID.Total.Fuel.Heat.February | PlantLine.Total.Fuel.Heat.February | flagNG_no_FH_February | flagFH_no_NG_February | flagFuelHeat_February | Boiler.ID.Total.Fuel.Heat.March | PlantLine.Total.Fuel.Heat.March | flagNG_no_FH_March | flagFH_no_NG_March | flagFuelHeat_March | Boiler.ID.Total.Fuel.Heat.April | PlantLine.Total.Fuel.Heat.April | flagNG_no_FH_April | flagFH_no_NG_April | flagFuelHeat_April | Boiler.ID.Total.Fuel.Heat.May | PlantLine.Total.Fuel.Heat.May | flagNG_no_FH_May | flagFH_no_NG_May | flagFuelHeat_May | Boiler.ID.Total.Fuel.Heat.June | PlantLine.Total.Fuel.Heat.June | flagNG_no_FH_June | flagFH_no_NG_June | flagFuelHeat_June | Boiler.ID.Total.Fuel.Heat.July | PlantLine.Total.Fuel.Heat.July | flagNG_no_FH_July | flagFH_no_NG_July | flagFuelHeat_July | Boiler.ID.Total.Fuel.Heat.August | PlantLine.Total.Fuel.Heat.August | flagNG_no_FH_August | flagFH_no_NG_August | flagFuelHeat_August | Boiler.ID.Total.Fuel.Heat.September | PlantLine.Total.Fuel.Heat.September | flagNG_no_FH_September | flagFH_no_NG_September | flagFuelHeat_September | Boiler.ID.Total.Fuel.Heat.October | PlantLine.Total.Fuel.Heat.October | flagNG_no_FH_October | flagFH_no_NG_October | flagFuelHeat_October | Boiler.ID.Total.Fuel.Heat.November | PlantLine.Total.Fuel.Heat.November | flagNG_no_FH_November | flagFH_no_NG_November | flagFuelHeat_November | Boiler.ID.Total.Fuel.Heat.December | PlantLine.Total.Fuel.Heat.December | flagNG_no_FH_December | flagFH_no_NG_December | flagFuelHeat_December | missing.from.923 | flagBoiler.ID_assoc | orig_Boiler.ID_assoc | orig_Boiler.ID_bf.923 | flagBoiler.ID_bf.923 | missing.bf.923 | Reported.Prime.Mover_bf.923 | Reported.Prime.Mover_923 | Reported.Prime.Mover_860 | Reported.Fuel.Type.Code | Technology | Energy.Source.1 | unmapped_but_in_923 | unmapped | Orphan.Boiler | Boiler.Status | Boiler.Retirement.Year | Boiler.Retirement.Month | flag_BoilerRetired | flag_Boiler.Status | Boiler.ID.NotIn.Assoc | missingPlant.assoc | missingPlant.boilerDesignData.860 | missingPlant.generation.data.923 | missingPlant.boilerFuelData.923 | Reported.Prime.Mover_page1 | flag.ST.missing.bf.923 | flag.CACT.missingPair | flag_923bogenCTonly | flag.NGCC.badFuel | flag.ST.missing.bf.923.unmapped | flag_RPM | flag_floatingGen | flagFuelHeat | flag_STassoc_CT_CS_CA | flag_CSassociation | countFlags | YEAR | plant_bo | plant_bo_bf.923 | plant_bo_assoc | Utility.ID | Utility.Name | Plant.Name | Cooling.ID | Steam.Plant.Type | flagBoiler.ID_bocoo | orig_Boiler.ID_bocoo | manualBogenEditFileName | manualBogenEditDateTime
0 | 0 | 1001 | 1001^1 | combogen^1001^1 | combogencoo^1001^1 | 1 | none | eia860.org | 1119848.48 |  | 0 | 0 | 0 | 2616703.05 |  | 0 | 0 | 0 | 2946056.82 |  | 0 | 0 | 0 | 2830787.91 |  | 0 | 0 | 0 | 2874000.906 |  | 0 | 0 | 0 | 2810799.294 |  | 0 | 0 | 0 | 2703280.52 |  | 0 | 0 | 0 | 2935106.18 |  | 0 | 0 | 0 | 2666734.4 |  | 0 | 0 | 0 | 3036561.968 |  | 0 | 0 | 0 | 2838027.746 |  | 0 | 0 | 0 | 3266454.58 |  | 0 | 0 | 0 | FALSE | removeChar | 1 | 1 | removeChar | FALSE | ST | ST | ST | DFO | Conventional Steam Coal | BIT | FALSE | FALSE | FALSE | OP |  |  |  | 0 | 0 | FALSE | FALSE | FALSE | FALSE |  | 0 | FALSE | FALSE | 0 | 0 |  | 0 | 0 | 0 | 0 | 2 | 2015 | 1001^1 | 1001^1 | 1001^1 | 15470 | Duke Energy Indiana, LLC | Cayuga | 1 | 1 | removeChar | 1
0 | 0 | 1001 | 1001^2 | combogen^1001^2 | combogencoo^1001^2 | 2 | none | eia860.org | 0 |  | 0 | 0 | 0 | 0 |  | 0 | 0 | 0 | 0 |  | 0 | 0 | 0 | 0 |  | 0 | 0 | 0 | 16656.016 |  | 0 | 1 | 0 | 1644958.51 |  | 0 | 0 | 0 | 2425246.494 |  | 0 | 0 | 0 | 3082731.66 |  | 0 | 0 | 0 | 2880147.75 |  | 0 | 0 | 0 | 3268944.92 |  | 0 | 0 | 0 | 3148525.716 |  | 0 | 0 | 0 | 2491901.75 |  | 0 | 0 | 0 | FALSE | removeChar | 2 | 2 | removeChar | FALSE | ST | ST | ST | DFO | Conventional Steam Coal | BIT | FALSE | FALSE | FALSE | OP |  |  |  | 0 | 0 | FALSE | FALSE | FALSE | FALSE |  | 0 | FALSE | FALSE | 0 | 0 |  | 0 | 0 | 0 | 0 | 4 | 2015 | 1001^2 | 1001^2 | 1001^2 | 15470 | Duke Energy Indiana, LLC | Cayuga | 2 | 1 | removeChar | 2
combogencoo_cool_type_key |  |  |  | 2015
manualEdit | Plant.Code | bogencoo | LAKE..OF..OC..RC. | RIVER..OF. | POND..OC..RC. | TOWER..RF..RI..RN. | DC | OS
0 | 1001 | combogencoo^1001^1 |  | 1
EIA_BocooAssoc |  |  |  | 2015
| Utility.ID | Utility.Name | Plant.Code | Plant.Name | Boiler.ID | Cooling.ID | Steam.Plant.Type
| 15470 | Duke Energy Indiana, LLC | 1001 | Cayuga | 1 | 1 | 1
| 15470 | Duke Energy Indiana, LLC | 1001 | Cayuga | 2 | 2 | 1
| 15470 | Duke Energy Indiana, LLC | 1001 | Cayuga | 1 | SUPP | 1
| 15470 | Duke Energy Indiana, LLC | 1001 | Cayuga | 2 | SUPP | 1
EIA_CoolingEnviroEquip |  |  |  | 2015
| Utility.ID | Utility.Name | Plant.Code | Plant.Name | State | Cooling.ID | Cooling.Status | Inservice.Month | Inservice.Year | Cooling.Type.1 | Cooling.Type.2 | Cooling.Type.3 | Cooling.Type.4 | Percent.Dry.Cooling | Cooling.Water.Source | Cooling.Water.Discharge | Water.Source.Code | Water.Type.Code | Intake.Rate.at.100...Gallons.per.Minute. | Chlorine.Inservice.Month | Chlorine.Inservice.Year | Pond.Inservice.Month | Pond.Inservice.Year | Pond.Surface.Area..Acres. | Pond.Volume..Acre.Feet. | Tower.Inservice.Month | Tower.Inservice.Year | Tower.Type.1 | Tower.Type.2 | Tower.Type.3 | Tower.Type.4 | Tower.Water.Rate..Gallons.per.Minute. | Power.Requirement..MW. | Cost.Total..Thousand.Dollars. | Cost.Ponds..Thousand.Dollars. | Cost.Towers..Thousand.Dollars. | Cost.Chlorine.Equipment..Thousand.Dollars. | Intake.Distance.Shore..Feet. | Outlet.Distance.Shore..Feet. | Intake.Distance.Surface..Feet. | Outlet.Distance.Surface..Feet. | Steam.Plant.Type
| 15470 | Duke Energy Indiana, LLC | 1001 | Cayuga | IN | 1 | OP | 10 | 1970 | ON | HT |  |  | 0 | Wabash River | Wabash River | SW | FR | 325851.43 | 10 | 1970 |  |  |  |  | 6 | 1972 | MW |  |  |  | 167862.86 | 5 | 3040 |  | 1500 |  | 0 | 0 | 10 | 0 | 1
| 15470 | Duke Energy Indiana, LLC | 1001 | Cayuga | IN | 2 | OP | 6 | 1972 | ON | HT |  |  | 0 | Wabash River | Wabash River | SW | FR | 325851.43 | 10 | 1970 |  |  |  |  | 6 | 1972 | MW |  |  |  | 167862.86 | 5 | 3040 |  | 1500 |  | 0 | 0 | 10 | 0 | 1
| 15470 | Duke Energy Indiana, LLC | 1001 | Cayuga | IN | SUPP | OP | 6 | 2000 | ON | HT |  |  | 0 | Wabash River | Wabash River | SW | FR | 132854.03 | [6 empty] | 6 | 2000 | MW |  |  |  | 132854.03 | 7 | 10640 |  | 10640 |  | 60 |  | 5 |  | 1
orig_sheet3_key |  |  |  | 2015
| plant_bo | bogen | Plant.Code
| 1001^1 | 1001^1 | 1001
| 1001^2 | 1001^2 | 1001
auto_sheet3_flags |  |  |  | 2015
| Plant.Code | plant_bo | bogen | missing.from.923 | unmapped_but_in_923 | unmapped | Orphan.Boiler | Boiler.Status | Boiler.ID.NotIn.Assoc | missingPlant.assoc | missingPlant.boilerDesignData.860 | missingPlant.generation.data.923 | missingPlant.boilerFuelData.923 | flag.CACT.missingPair | missing.bf.923 | flag.ST.missing.bf.923 | flag.ST.missing.bf.923.unmapped | flag_RPM | flag_floatingGen | flag_BoilerRetired | flag_Boiler.Status | flag_923bogenCTonly | flagFuelHeat | flag_STassoc_CT_CS_CA | flag_CSassociation | flagFH_no_NG_January | flagNG_no_FH_January | flagFuelHeat_January | flagFH_no_NG_February | flagNG_no_FH_February | flagFuelHeat_February | flagFH_no_NG_March | flagNG_no_FH_March | flagFuelHeat_March | flagFH_no_NG_April | flagNG_no_FH_April | flagFuelHeat_April | flagFH_no_NG_May | flagNG_no_FH_May | flagFuelHeat_May | flagFH_no_NG_June | flagNG_no_FH_June | flagFuelHeat_June | flagFH_no_NG_July | flagNG_no_FH_July | flagFuelHeat_July | flagFH_no_NG_August | flagNG_no_FH_August | flagFuelHeat_August | flagFH_no_NG_September | flagNG_no_FH_September | flagFuelHeat_September | flagFH_no_NG_October | flagNG_no_FH_October | flagFuelHeat_October | flagFH_no_NG_November | flagNG_no_FH_November | flagFuelHeat_November | flagFH_no_NG_December | flagNG_no_FH_December | flagFuelHeat_December | flag_ManualPlant | flag_MisMatch
| 1001 | 1001^1 | 1001^1 | 0 | 0 | 0 | 0 | 0 | 0 | 0 | 0 | 0 | 0 | 0 | 0 | 0 | 0 | 0 | 0 | 0 | 0 | 0 | 0 | 0 | 0 | 0 | 0 | 0 | 0 | 0 | 0 | 0 | 0 | 0 | 0 | 0 | 0 | 0 | 0 | 0 | 0 | 0 | 0 | 0 | 0 | 0 | 0 | 0 | 0 | 0 | 0 | 0 | 0 | 0 | 0 | 0 | 0 | 0 | 0 | 0 | 0 | 0 | 1
| 1001 | 1001^2 | 1001^2 | 0 | 0 | 0 | 0 | 0 | 0 | 0 | 0 | 0 | 0 | 0 | 0 | 0 | 0 | 0 | 0 | 0 | 0 | 0 | 0 | 0 | 0 | 0 | 0 | 0 | 0 | 0 | 0 | 0 | 0 | 0 | 0 | 0 | 0 | 1 | 0 | 0 | 0 | 0 | 0 | 0 | 0 | 0 | 0 | 0 | 0 | 0 | 0 | 0 | 0 | 0 | 0 | 0 | 0 | 0 | 0 | 0 | 0 | 0 | 1
auto_sheet3_key |  |  |  | 2015
manualBogenEdit | Plant.Code | bogen | Boiler.ID | Unit.Code | bga.source | Boiler.ID.Total.Fuel.Heat.January | PlantLine.Total.Fuel.Heat.January | flagNG_no_FH_January | flagFH_no_NG_January | flagFuelHeat_January | Boiler.ID.Total.Fuel.Heat.February | PlantLine.Total.Fuel.Heat.February | flagNG_no_FH_February | flagFH_no_NG_February | flagFuelHeat_February | Boiler.ID.Total.Fuel.Heat.March | PlantLine.Total.Fuel.Heat.March | flagNG_no_FH_March | flagFH_no_NG_March | flagFuelHeat_March | Boiler.ID.Total.Fuel.Heat.April | PlantLine.Total.Fuel.Heat.April | flagNG_no_FH_April | flagFH_no_NG_April | flagFuelHeat_April | Boiler.ID.Total.Fuel.Heat.May | PlantLine.Total.Fuel.Heat.May | flagNG_no_FH_May | flagFH_no_NG_May | flagFuelHeat_May | Boiler.ID.Total.Fuel.Heat.June | PlantLine.Total.Fuel.Heat.June | flagNG_no_FH_June | flagFH_no_NG_June | flagFuelHeat_June | Boiler.ID.Total.Fuel.Heat.July | PlantLine.Total.Fuel.Heat.July | flagNG_no_FH_July | flagFH_no_NG_July | flagFuelHeat_July | Boiler.ID.Total.Fuel.Heat.August | PlantLine.Total.Fuel.Heat.August | flagNG_no_FH_August | flagFH_no_NG_August | flagFuelHeat_August | Boiler.ID.Total.Fuel.Heat.September | PlantLine.Total.Fuel.Heat.September | flagNG_no_FH_September | flagFH_no_NG_September | flagFuelHeat_September | Boiler.ID.Total.Fuel.Heat.October | PlantLine.Total.Fuel.Heat.October | flagNG_no_FH_October | flagFH_no_NG_October | flagFuelHeat_October | Boiler.ID.Total.Fuel.Heat.November | PlantLine.Total.Fuel.Heat.November | flagNG_no_FH_November | flagFH_no_NG_November | flagFuelHeat_November | Boiler.ID.Total.Fuel.Heat.December | PlantLine.Total.Fuel.Heat.December | flagNG_no_FH_December | flagFH_no_NG_December | flagFuelHeat_December | missing.from.923 | flagBoiler.ID_assoc | orig_Boiler.ID_assoc | orig_Boiler.ID_bf.923 | flagBoiler.ID_bf.923 | missing.bf.923 | Reported.Prime.Mover_bf.923 | Reported.Prime.Mover_923 | Reported.Prime.Mover_860 | Reported.Fuel.Type.Code | Technology | Energy.Source.1 | unmapped_but_in_923 | unmapped | Orphan.Boiler | Boiler.Status | Boiler.Retirement.Year | Boiler.Retirement.Month | flag_BoilerRetired | flag_Boiler.Status | Boiler.ID.NotIn.Assoc | missingPlant.assoc | missingPlant.boilerDesignData.860 | missingPlant.generation.data.923 | missingPlant.boilerFuelData.923 | Reported.Prime.Mover_page1 | flag.ST.missing.bf.923 | flag.CACT.missingPair | flag_923bogenCTonly | flag.NGCC.badFuel | flag.ST.missing.bf.923.unmapped | flag_RPM | flag_floatingGen | flagFuelHeat | flag_STassoc_CT_CS_CA | flag_CSassociation | countFlags | YEAR | plant_bo | plant_bo_bf.923 | plant_bo_assoc | manualBogenEditFileName | manualBogenEditDateTime
0 | 1001 | 1001^1 | 1 | none | eia860.org | 1119848.48 |  | 0 | 0 | 0 | 2616703.05 |  | 0 | 0 | 0 | 2946056.82 |  | 0 | 0 | 0 | 2830787.91 |  | 0 | 0 | 0 | 2874000.906 |  | 0 | 0 | 0 | 2810799.294 |  | 0 | 0 | 0 | 2703280.52 |  | 0 | 0 | 0 | 2935106.18 |  | 0 | 0 | 0 | 2666734.4 |  | 0 | 0 | 0 | 3036561.968 |  | 0 | 0 | 0 | 2838027.746 |  | 0 | 0 | 0 | 3266454.58 |  | 0 | 0 | 0 | FALSE | removeChar | 1 | 1 | removeChar | FALSE | ST | ST | ST | DFO | Conventional Steam Coal | BIT | FALSE | FALSE | FALSE | OP |  |  |  | 0 | 0 | FALSE | FALSE | FALSE | FALSE |  | 0 | FALSE | FALSE | 0 | 0 |  | 0 | 0 | 0 | 0 | 2 | 2015 | 1001^1 | 1001^1 | 1001^1
0 | 1001 | 1001^2 | 2 | none | eia860.org | 0 |  | 0 | 0 | 0 | 0 |  | 0 | 0 | 0 | 0 |  | 0 | 0 | 0 | 0 |  | 0 | 0 | 0 | 16656.016 |  | 0 | 1 | 0 | 1644958.51 |  | 0 | 0 | 0 | 2425246.494 |  | 0 | 0 | 0 | 3082731.66 |  | 0 | 0 | 0 | 2880147.75 |  | 0 | 0 | 0 | 3268944.92 |  | 0 | 0 | 0 | 3148525.716 |  | 0 | 0 | 0 | 2491901.75 |  | 0 | 0 | 0 | FALSE | removeChar | 2 | 2 | removeChar | FALSE | ST | ST | ST | DFO | Conventional Steam Coal | BIT | FALSE | FALSE | FALSE | OP |  |  |  | 0 | 0 | FALSE | FALSE | FALSE | FALSE |  | 0 | FALSE | FALSE | 0 | 0 |  | 0 | 0 | 0 | 0 | 4 | 2015 | 1001^2 | 1001^2 | 1001^2
orig_sheet4_key |  |  |  | 2015
| plant_gen | bogen | Plant.Code
| 1001^1 | 1001^1 | 1001
| 1001^2 | 1001^2 | 1001
auto_sheet4_flags |  |  |  | 2015
| Plant.Code | plant_gen | bogen | missing.from.923 | Generator.Status | Orphan.Generator | unmapped_but_in_923 | unmapped | missingPlant.assoc | missingPlant.generator.data.860 | missingPlant.generation.data.923 | flag.CACT.missingPair | missing.bf.923 | missing.generation.data | flag.ST.missing.bf.923 | flag.ST.missing.bf.923.unmapped | flag_RPM | flag_floatingGen | flag_GeneratorRetired | flag_Generator.Status | flag_923bogenCTonly | flagFuelHeat | flag_STassoc_CT_CS_CA | flag_CSassociation | flagNetGenWithoutFuelHeat | flagFuelHeatWithoutNetGen | flagFH_no_NG_January | flagNG_no_FH_January | flagFuelHeat_January | flagFH_no_NG_February | flagNG_no_FH_February | flagFuelHeat_February | flagFH_no_NG_March | flagNG_no_FH_March | flagFuelHeat_March | flagFH_no_NG_April | flagNG_no_FH_April | flagFuelHeat_April | flagFH_no_NG_May | flagNG_no_FH_May | flagFuelHeat_May | flagFH_no_NG_June | flagNG_no_FH_June | flagFuelHeat_June | flagFH_no_NG_July | flagNG_no_FH_July | flagFuelHeat_July | flagFH_no_NG_August | flagNG_no_FH_August | flagFuelHeat_August | flagFH_no_NG_September | flagNG_no_FH_September | flagFuelHeat_September | flagFH_no_NG_October | flagNG_no_FH_October | flagFuelHeat_October | flagFH_no_NG_November | flagNG_no_FH_November | flagFuelHeat_November | flagFH_no_NG_December | flagNG_no_FH_December | flagFuelHeat_December | flag_ManualPlant | flag_MisMatch
| 1001 | 1001^1 | 1001^1 | 0 | 0 | 0 | 0 | 0 | 0 | 0 | 0 | 0 | 0 | 0 | 0 | 0 | 0 | 0 | 0 | 0 | 0 | 0 | 0 | 0 | 0 | 0 | 0 | 0 | 0 | 0 | 0 | 0 | 0 | 0 | 0 | 0 | 0 | 0 | 0 | 0 | 0 | 0 | 0 | 0 | 0 | 0 | 0 | 0 | 0 | 0 | 0 | 0 | 0 | 0 | 0 | 0 | 0 | 0 | 0 | 0 | 0 | 0 | 0 | 1
| 1001 | 1001^2 | 1001^2 | 0 | 0 | 0 | 0 | 0 | 0 | 0 | 0 | 0 | 0 | 0 | 0 | 0 | 0 | 0 | 0 | 0 | 0 | 0 | 0 | 0 | 0 | 1 | 0 | 0 | 0 | 0 | 0 | 0 | 0 | 0 | 0 | 0 | 0 | 0 | 1 | 0 | 0 | 0 | 0 | 0 | 0 | 0 | 0 | 0 | 0 | 0 | 0 | 0 | 0 | 0 | 0 | 0 | 0 | 0 | 0 | 0 | 0 | 0 | 0 | 1
auto_sheet4_key |  |  |  | 2015
manualBogenEdit | Plant.Code | Generator.ID | bogen | Unit.Code | bga.source | Net.Generation.mwh | Generator.ID.Total.Net.Generation.January | PlantLine.Total.Fuel.Heat.January | PlantLine.Total.Net.Generation.January | flagNG_no_FH_January | flagFH_no_NG_January | flagFuelHeat_January | Generator.ID.Total.Net.Generation.February | PlantLine.Total.Fuel.Heat.February | PlantLine.Total.Net.Generation.February | flagNG_no_FH_February | flagFH_no_NG_February | flagFuelHeat_February | Generator.ID.Total.Net.Generation.March | PlantLine.Total.Fuel.Heat.March | PlantLine.Total.Net.Generation.March | flagNG_no_FH_March | flagFH_no_NG_March | flagFuelHeat_March | Generator.ID.Total.Net.Generation.April | PlantLine.Total.Fuel.Heat.April | PlantLine.Total.Net.Generation.April | flagNG_no_FH_April | flagFH_no_NG_April | flagFuelHeat_April | Generator.ID.Total.Net.Generation.May | PlantLine.Total.Fuel.Heat.May | PlantLine.Total.Net.Generation.May | flagNG_no_FH_May | flagFH_no_NG_May | flagFuelHeat_May | Generator.ID.Total.Net.Generation.June | PlantLine.Total.Fuel.Heat.June | PlantLine.Total.Net.Generation.June | flagNG_no_FH_June | flagFH_no_NG_June | flagFuelHeat_June | Generator.ID.Total.Net.Generation.July | PlantLine.Total.Fuel.Heat.July | PlantLine.Total.Net.Generation.July | flagNG_no_FH_July | flagFH_no_NG_July | flagFuelHeat_July | Generator.ID.Total.Net.Generation.August | PlantLine.Total.Fuel.Heat.August | PlantLine.Total.Net.Generation.August | flagNG_no_FH_August | flagFH_no_NG_August | flagFuelHeat_August | Generator.ID.Total.Net.Generation.September | PlantLine.Total.Fuel.Heat.September | PlantLine.Total.Net.Generation.September | flagNG_no_FH_September | flagFH_no_NG_September | flagFuelHeat_September | Generator.ID.Total.Net.Generation.October | PlantLine.Total.Fuel.Heat.October | PlantLine.Total.Net.Generation.October | flagNG_no_FH_October | flagFH_no_NG_October | flagFuelHeat_October | Generator.ID.Total.Net.Generation.November | PlantLine.Total.Fuel.Heat.November | PlantLine.Total.Net.Generation.November | flagNG_no_FH_November | flagFH_no_NG_November | flagFuelHeat_November | Generator.ID.Total.Net.Generation.December | PlantLine.Total.Fuel.Heat.December | PlantLine.Total.Net.Generation.December | flagNG_no_FH_December | flagFH_no_NG_December | flagFuelHeat_December | missing.from.923 | orig_Generator.ID_923 | flagGenerator.ID_923 | orig_Generator.ID_860 | flagGenerator.ID_860 | flagGenerator.ID_assoc | orig_Generator.ID_assoc | missing.bf.923 | Reported.Prime.Mover_bf.923 | Reported.Prime.Mover_923 | Reported.Prime.Mover_860 | Reported.Fuel.Type.Code | Technology | Energy.Source.1 | Generator.Status | Orphan.Generator | unmapped_but_in_923 | unmapped | flag_Generator.Status | Generator.Retirement.Year | Generator.Retirement.Month | flag_GeneratorRetired | missingPlant.assoc | missingPlant.generator.data.860 | missingPlant.generation.data.923 | Reported.Prime.Mover_page1 | flag.ST.missing.bf.923 | flag.CACT.missingPair | flag_923bogenCTonly | flag.NGCC.badFuel | flag.ST.missing.bf.923.unmapped | flag_RPM | flag_floatingGen | flagNetGenWithoutFuelHeat | flagFuelHeatWithoutNetGen | flagFuelHeat | flag_STassoc_CT_CS_CA | flag_CSassociation | countFlags | YEAR | plant_gen | plant_gen.923 | plant_gen.860 | plant_gen_assoc | missing.generation.data | manualBogenEditFileName | manualBogenEditDateTime
0 | 1001 | 1 | 1001^1 | none | eia860.org | 3184355 | 98753 |  |  | 0 | 0 | 0 | 238120 |  |  | 0 | 0 | 0 | 284662 |  |  | 0 | 0 | 0 | 272523 |  |  | 0 | 0 | 0 | 272851 |  |  | 0 | 0 | 0 | 261004 |  |  | 0 | 0 | 0 | 266957 |  |  | 0 | 0 | 0 | 294996 |  |  | 0 | 0 | 0 | 269393 |  |  | 0 | 0 | 0 | 306098 |  |  | 0 | 0 | 0 | 298257 |  |  | 0 | 0 | 0 | 320741 |  |  | 0 | 0 | 0 | FALSE | 1 | removeChar | 1 | removeChar | removeChar | 1 | FALSE | ST | ST | ST | DFO | Conventional Steam Coal | BIT | OP | FALSE | FALSE | FALSE | 0 |  |  |  | FALSE | FALSE | FALSE |  | 0 | FALSE | FALSE | 0 | 0 |  | 0 | 0 | 0 | 0 | 0 | 0 | 2 | 2015 | 1001^1 | 1001^1 | 1001^1 | 1001^1 | FALSE
0 | 1001 | 2 | 1001^2 | none | eia860.org | 1799892 | -5747 |  |  | 0 | 0 | 0 | -3252 |  |  | 0 | 0 | 0 | -4328 |  |  | 0 | 0 | 0 | -4272 |  |  | 0 | 0 | 0 | -6687 |  |  | 0 | 1 | 0 | 159339 |  |  | 0 | 0 | 0 | 234793 |  |  | 0 | 0 | 0 | 295340 |  |  | 0 | 0 | 0 | 277924 |  |  | 0 | 0 | 0 | 314970 |  |  | 0 | 0 | 0 | 305492 |  |  | 0 | 0 | 0 | 236320 |  |  | 0 | 0 | 0 | FALSE | 2 | removeChar | 2 | removeChar | removeChar | 2 | FALSE | ST | ST | ST | DFO | Conventional Steam Coal | BIT | OP | FALSE | FALSE | FALSE | 0 |  |  |  | FALSE | FALSE | FALSE |  | 0 | FALSE | FALSE | 0 | 0 |  | 0 | 0 | 1 | 0 | 0 | 0 | 4 | 2015 | 1001^2 | 1001^2 | 1001^2 | 1001^2 | FALSE
EIA_associationTable |  |  |  | 2015
| Utility.ID | Utility.Name | Plant.Code | Plant.Name | Boiler.ID | Generator.ID | Steam.Plant.Type
| 15470 | Duke Energy Indiana, LLC | 1001 | Cayuga | 1 | 1 | 1
| 15470 | Duke Energy Indiana, LLC | 1001 | Cayuga | 2 | 2 | 1
generator.data.860 |  |  |  | 2015
| Utility.ID | Utility.Name | Plant.Code | Plant.Name | State | County | Generator.ID | Technology | Prime.Mover | Unit.Code | Ownership | Duct.Burners | Can.Bypass.Heat.Recovery.Steam.Generator. | RTO.ISO.LMP.Node.Designation | RTO.ISO.Location.Designation.for.Reporting.Wholesale.Sales.Data.to.FERC | Nameplate.Capacity..MW. | Nameplate.Power.Factor | Summer.Capacity..MW. | Winter.Capacity..MW. | Minimum.Load..MW. | Uprate.or.Derate.Completed.During.Year | Month.Uprate.or.Derate.Completed | Year.Uprate.or.Derate.Completed | Status | Synchronized.to.Transmission.Grid | Operating.Month | Operating.Year | Planned.Retirement.Month | Planned.Retirement.Year | Associated.with.Combined.Heat.and.Power.System | Sector.Name | Sector | Topping.or.Bottoming | Energy.Source.1 | Energy.Source.2 | Energy.Source.3 | Energy.Source.4 | Energy.Source.5 | Energy.Source.6 | Startup.Source.1 | Startup.Source.2 | Startup.Source.3 | Startup.Source.4 | Solid.Fuel.Gasification.System. | Carbon.Capture.Technology. | Turbines..Inverters..or.Hydrokinetic.Buoys | Time.from.Cold.Shutdown.to.Full.Load | Fluidized.Bed.Technology. | Pulverized.Coal.Technology. | Stoker.Technology. | Other.Combustion.Technology. | Subcritical.Technology. | Supercritical.Technology. | Ultrasupercritical.Technology. | Planned.Net.Summer.Capacity.Uprate..MW. | Planned.Net.Winter.Capacity.Uprate..MW. | Planned.Uprate.Month | Planned.Uprate.Year | Planned.Net.Summer.Capacity.Derate..MW. | Planned.Net.Winter.Capacity.Derate..MW. | Planned.Derate.Month | Planned.Derate.Year | Planned.New.Prime.Mover | Planned.Energy.Source.1 | Planned.New.Nameplate.Capacity..MW. | Planned.Repower.Month | Planned.Repower.Year | Other.Planned.Modifications. | Other.Modifications.Month | Other.Modifications.Year | Cofire.Fuels. | Switch.Between.Oil.and.Natural.Gas.
| 15470 | Duke Energy Indiana, LLC | 1001 | Cayuga | IN | Vermillion | 1 | Conventional Steam Coal | ST |  | S | X | X | CP/Comm Pricing | CP/Comm Pricing | 531 | 0.9 | 500 | 505 | 230 | N |  |  | OP | X | 10 | 1970 |  |  | N | Electric Utility | 1 | X | BIT | DFO | [8 empty] | N | N |  | OVER |  | Y |  |  | Y | [18 empty] | N
| 15470 | Duke Energy Indiana, LLC | 1001 | Cayuga | IN | Vermillion | 2 | Conventional Steam Coal | ST |  | S | X | X | CP/Comm Pricing | CP/Comm Pricing | 531 | 0.9 | 495 | 500 | 300 | N |  |  | OP | X | 6 | 1972 |  |  | N | Electric Utility | 1 | X | BIT | DFO | [8 empty] | N | N |  | OVER |  | Y |  |  | Y | [18 empty] | N
| 15470 | Duke Energy Indiana, LLC | 1001 | Cayuga | IN | Vermillion | 31 | Petroleum Liquids | IC |  | S | X | X |  |  | 2.6 | 0.9 | 3 | 3 | 2 | N |  |  | OP | X | 6 | 1972 |  |  | N | Electric Utility | 1 | X | DFO | [9 empty] | N | N |  | 1H |  | N | [21 empty] | N
| 15470 | Duke Energy Indiana, LLC | 1001 | Cayuga | IN | Vermillion | 32 | Petroleum Liquids | IC |  | S | X | X |  |  | 2.6 | 0.9 | 3 | 3 | 2 | N |  |  | OP | X | 6 | 1972 |  |  | N | Electric Utility | 1 | X | DFO | [9 empty] | N | N |  | 1H | [23 empty] | N
| 15470 | Duke Energy Indiana, LLC | 1001 | Cayuga | IN | Vermillion | 33 | Petroleum Liquids | IC |  | S | X | X |  |  | 2.6 | 0.9 | 2 | 3 | 2 | N |  |  | OP | X | 6 | 1972 |  |  | N | Electric Utility | 1 | X | DFO | [9 empty] | N | N |  | 1H | [23 empty] | N
| 15470 | Duke Energy Indiana, LLC | 1001 | Cayuga | IN | Vermillion | 34 | Petroleum Liquids | IC |  | S | X | X |  |  | 2.6 | 0.9 | 2 | 2 | 2 | N |  |  | OP | X | 6 | 1972 |  |  | N | Electric Utility | 1 | X | DFO | [9 empty] | N | N |  | 1H | [23 empty] | N
| 15470 | Duke Energy Indiana, LLC | 1001 | Cayuga | IN | Vermillion | 4 | Natural Gas Fired Combustion Turbine | GT |  | S | X | X | CP/Comm Pricing | CP/Comm Pricing | 112.5 | 0.9 | 99 | 120 | 55 | N |  |  | OP | X | 6 | 1993 |  |  | N | Electric Utility | 1 | X | NG | DFO | [8 empty] | N | N |  | 1H | [23 empty] | Y | Y
retiredGenerators.860 |  |  |  | 2015
| Utility.ID | Utility.Name | Plant.Code | Plant.Name | State | County | Generator.ID | Technology | Prime.Mover | Unit.Code | Ownership | Duct.Burners | Can.Bypass.Heat.Recovery.Steam.Generator. | RTO.ISO.LMP.Node.Designation | RTO.ISO.Location.Designation.for.Reporting.Wholesale.Sales.Data.to.FERC | Nameplate.Capacity..MW. | Nameplate.Power.Factor | Summer.Capacity..MW. | Winter.Capacity..MW. | Minimum.Load..MW. | Uprate.or.Derate.Completed.During.Year | Month.Uprate.or.Derate.Completed | Year.Uprate.or.Derate.Completed | Status | Synchronized.to.Transmission.Grid | Operating.Month | Operating.Year | Retirement.Month | Retirement.Year | Associated.with.Combined.Heat.and.Power.System | Sector.Name | Sector | Topping.or.Bottoming | Energy.Source.1 | Energy.Source.2 | Energy.Source.3 | Energy.Source.4 | Energy.Source.5 | Energy.Source.6 | Startup.Source.1 | Startup.Source.2 | Startup.Source.3 | Startup.Source.4 | Solid.Fuel.Gasification.System. | Carbon.Capture.Technology. | Turbines..Inverters..or.Hydrokinetic.Buoys | Time.from.Cold.Shutdown.to.Full.Load | Fluidized.Bed.Technology. | Pulverized.Coal.Technology. | Stoker.Technology. | Other.Combustion.Technology. | Subcritical.Technology. | Supercritical.Technology. | Ultrasupercritical.Technology. | Cofire.Fuels. | Switch.Between.Oil.and.Natural.Gas.
Boiler_InfoDesign_Parameters.860 |  |  |  | 2015
| Utility.ID | Utility.Name | Plant.Code | Plant.Name | State | Boiler.ID | Boiler.Status | Type.of.Boiler | Inservice.Month | Inservice.Year | Retirement.Month | Retirement.Year | Firing.Type.1 | Firing.Type.2 | Firing.Type.3 | Max.Steam.Flow..Thousand.Pounds.per.Hour. | Firing.Rate.Using.Coal..0.1.Tons.per.Hour. | Firing.Rate.Using.Petroleum..0.1.Barrels.per.Hour. | Firing.Rate.Using.Gas..0.1.MCF.per.Hour. | Firing.Rate.Using.Other.Fuels | Waste.Heat.Input..Million.BTU.per.Hour. | Primary.Fuel.1 | Primary.Fuel.2 | Primary.Fuel.3 | Primary.Fuel.4 | Turndown.Ratio | Efficiency.100..Load | Efficiency.50..Load | Air.Flow.100..Load..Cubic.Feet.per.Minute. | Wet.Dry.Bottom | Fly.Ash.Reinjection | Steam.Plant.Type | missingData
| 15470 | Duke Energy Indiana, LLC | 1001 | Cayuga | IN | 1 | OP | N | 10 | 1970 |  |  | TF |  |  | 3550 | 237.5 | 0 | 0 | 0 |  | BIT | DFO |  |  | 1.8 | 0.888 | 0.89 | 1292000 | D | N | 1 | 0
| 15470 | Duke Energy Indiana, LLC | 1001 | Cayuga | IN | 2 | OP | N | 6 | 1972 |  |  | TF |  |  | 3550 | 237.5 | 0 | 0 | 0 |  | BIT | DFO |  |  | 1.8 | 0.888 | 0.89 | 1292000 | D | N | 1 | 0
boilerFuelData_923 |  |  |  | 2015
| Plant.Code | Combined.Heat.And..Power.Plant | Plant.Name | Operator.Name | Operator.Id | Plant.State | Census.Region | NERC.Region | NAICS.Code | Sector.Number | Sector.Name | Boiler.ID | Reported.Prime.Mover | Reported.Fuel.Type.Code | Physical.Unit.Label | Quantity.Of.Fuel.Consumed.January | Quantity.Of.Fuel.Consumed.February | Quantity.Of.Fuel.Consumed.March | Quantity.Of.Fuel.Consumed.April | Quantity.Of.Fuel.Consumed.May | Quantity.Of.Fuel.Consumed.June | Quantity.Of.Fuel.Consumed.July | Quantity.Of.Fuel.Consumed.August | Quantity.Of.Fuel.Consumed.September | Quantity.Of.Fuel.Consumed.October | Quantity.Of.Fuel.Consumed.November | Quantity.Of.Fuel.Consumed.December | MMbtu.Per.Unit.January | MMbtu.Per.Unit.February | MMbtu.Per.Unit.March | MMbtu.Per.Unit.April | MMbtu.Per.Unit.May | MMbtu.Per.Unit.June | MMbtu.Per.Unit.July | MMbtu.Per.Unit.August | MMbtu.Per.Unit.September | MMbtu.Per.Unit.October | MMbtu.Per.Unit.November | MMbtu.Per.Unit.December | Sulfur.Content.January | Sulfur.Content.February | Sulfur.Content.March | Sulfur.Content.April | Sulfur.Content.May | Sulfur.Content.June | Sulfur.Content.July | Sulfur.Content.August | Sulfur.Content.September | Sulfur.Content.October | Sulfur.Content.November | Sulfur.Content.December | Ash.Content.January | Ash.Content.February | Ash.Content.March | Ash.Content.April | Ash.Content.May | Ash.Content.June | Ash.Content.July | Ash.Content.August | Ash.Content.September | Ash.Content.October | Ash.Content.November | Ash.Content.December | Total.Fuel.Consumption.Quantity | YEAR | missingData
| 1001 | N | Cayuga | Duke Energy Indiana, LLC | 15470 | IN | ENC | RFC | 22 | 1 | Electric Utility | 1 | ST | DFO | barrels | 1420 | 507 | 0 | 0 | 924 | 45 | 0 | 10 | 0 | 504 | 22 | 0 | 5.75 | 5.75 | 0 | 0 | 5.75 | 5.75 | 0 | 5.75 | 0 | 5.75 | 5.75 | 0 | 0.5 | 0.5 | 0 | 0 | 0.5 | 0.5 | 0 | 0.5 | 0 | 0.5 | 0.5 | 0 | 0 | 0 | 0 | 0 | 0 | 0 | 0 | 0 | 0 | 0 | 0 | 0 | 3432 | 2015 | 0
| 1001 | N | Cayuga | Duke Energy Indiana, LLC | 15470 | IN | ENC | RFC | 22 | 1 | Electric Utility | 1 | ST | BIT | short tons | 49820 | 116948 | 131685 | 127135 | 128307 | 127659 | 122620 | 132460 | 120340 | 137444 | 128633 | 147790 | 22.314 | 22.35 | 22.372 | 22.266 | 22.358 | 22.016 | 22.046 | 22.158 | 22.16 | 22.072 | 22.062 | 22.102 | 2.98 | 2.74 | 2.97 | 2.69 | 2.51 | 2.75 | 2.72 | 2.78 | 2.7 | 2.71 | 2.86 | 2.83 | 9.3 | 9 | 9 | 8.9 | 9 | 9.4 | 9.4 | 9.4 | 9.2 | 9.5 | 9.2 | 9.2 | 1470841 | 2015 | 0
| 1001 | N | Cayuga | Duke Energy Indiana, LLC | 15470 | IN | ENC | RFC | 22 | 1 | Electric Utility | 2 | ST | DFO | barrels | 0 | 0 | 0 | 0 | 1528 | 1590 | 1815 | 0 | 561 | 4 | 0 | 1438 | 0 | 0 | 0 | 0 | 5.75 | 5.75 | 5.75 | 0 | 5.75 | 5.75 | 0 | 5.75 | 0 | 0 | 0 | 0 | 0.5 | 0.5 | 0.5 | 0 | 0.5 | 0.5 | 0 | 0.5 | 0 | 0 | 0 | 0 | 0 | 0 | 0 | 0 | 0 | 0 | 0 | 0 | 6936 | 2015 | 0
| 1001 | N | Cayuga | Duke Energy Indiana, LLC | 15470 | IN | ENC | RFC | 22 | 1 | Electric Utility | 2 | ST | BIT | short tons | 0 | 0 | 0 | 0 | 352 | 74335 | 109307 | 138987 | 129825 | 148049 | 142881 | 111825 | 0 | 0 | 0 | 0 | 22.358 | 22.006 | 22.092 | 22.18 | 22.16 | 22.08 | 22.036 | 22.21 | 0 | 0 | 0 | 0 | 2.51 | 2.67 | 2.75 | 2.82 | 2.69 | 2.76 | 2.76 | 2.99 | 0 | 0 | 0 | 0 | 9 | 9.4 | 9.3 | 9.4 | 9.2 | 9.6 | 9.1 | 9.2 | 855561 | 2015 | 0
generation.data.923 |  |  |  | 2015
| Plant.Code | Combined.Heat.And.Power.Plant | Plant.Name | Operator.Name | Operator.Id | Plant.State | Census.Region | NERC.Region | NAICS.Code | Sector.Number | Sector.Name | Generator.ID | Reported.Prime.Mover | Net.Generation.January | Net.Generation.February | Net.Generation.March | Net.Generation.April | Net.Generation.May | Net.Generation.June | Net.Generation.July | Net.Generation.August | Net.Generation.September | Net.Generation.October | Net.Generation.November | Net.Generation.December | Net.Generation.Year.To.Date | YEAR | missingData
| 1001 | N | Cayuga | Duke Energy Indiana, LLC | 15470 | IN | ENC | RFC | 22 | 1 | Electric Utility | 2 | ST | -5747 | -3252 | -4328 | -4272 | -6687 | 159339 | 234793 | 295340 | 277924 | 314970 | 305492 | 236320 | 1799892 | 2015 | 0
| 1001 | N | Cayuga | Duke Energy Indiana, LLC | 15470 | IN | ENC | RFC | 22 | 1 | Electric Utility | 1 | ST | 98753 | 238120 | 284662 | 272523 | 272851 | 261004 | 266957 | 294996 | 269393 | 306098 | 298257 | 320741 | 3184355 | 2015 | 0
page1GenFuelData.923 |  |  |  | 2015
| Plant.Code | Combined.Heat.And.Power.Plant | Nuclear.Unit.Id | Plant.Name | Operator.Name | Operator.Id | Plant.State | Census.Region | NERC.Region | Reserved | NAICS.Code | EIA.Sector.Number | Sector.Name | Reported.Prime.Mover | Reported.Fuel.Type.Code | AER.Fuel.Type.Code | Reserved.1 | Reserved.2 | Physical.Unit.Label | Quantity.January | Quantity.February | Quantity.March | Quantity.April | Quantity.May | Quantity.June | Quantity.July | Quantity.August | Quantity.September | Quantity.October | Quantity.November | Quantity.December | Elec_Quantity.January | Elec_Quantity.February | Elec_Quantity.March | Elec_Quantity.April | Elec_Quantity.May | Elec_Quantity.June | Elec_Quantity.July | Elec_Quantity.August | Elec_Quantity.September | Elec_Quantity.October | Elec_Quantity.November | Elec_Quantity.December | MMBtuPer_Unit.January | MMBtuPer_Unit.February | MMBtuPer_Unit.March | MMBtuPer_Unit.April | MMBtuPer_Unit.May | MMBtuPer_Unit.June | MMBtuPer_Unit.July | MMBtuPer_Unit.August | MMBtuPer_Unit.September | MMBtuPer_Unit.October | MMBtuPer_Unit.November | MMBtuPer_Unit.December | Tot_MMBtu.January | Tot_MMBtu.February | Tot_MMBtu.March | Tot_MMBtu.April | Tot_MMBtu.May | Tot_MMBtu.June | Tot_MMBtu.July | Tot_MMBtu.August | Tot_MMBtu.September | Tot_MMBtu.October | Tot_MMBtu.November | Tot_MMBtu.December | Elec_MMBtu.January | Elec_MMBtu.February | Elec_MMBtu.March | Elec_MMBtu.April | Elec_MMBtu.May | Elec_MMBtu.June | Elec_MMBtu.July | Elec_MMBtu.August | Elec_MMBtu.September | Elec_MMBtu.October | Elec_MMBtu.November | Elec_MMBtu.December | Netgen.January | Netgen.February | Netgen.March | Netgen.April | Netgen.May | Netgen.June | Netgen.July | Netgen.August | Netgen.September | Netgen.October | Netgen.November | Netgen.December | Total.Fuel.Consumption.Quantity | Electric.Fuel.Consumption.Quantity | Total.Fuel.Consumption.MMBtu | Elec.Fuel.Consumption.MMBtu | Net.Generation..Megawatthours. | YEAR | missingData
| 1001 | N | . | Cayuga | Duke Energy Indiana, LLC | 15470 | IN | ENC | RFC |  | 22 | 1 | Electric Utility | GT | DFO | DFO |  |  | barrels | 0 | 0 | 0 | 0 | 0 | 0 | 0 | 0 | 0 | 0 | 0 | 0 | 0 | 0 | 0 | 0 | 0 | 0 | 0 | 0 | 0 | 0 | 0 | 0 | 0 | 0 | 0 | 0 | 0 | 0 | 0 | 0 | 0 | 0 | 0 | 0 | 0 | 0 | 0 | 0 | 0 | 0 | 0 | 0 | 0 | 0 | 0 | 0 | 0 | 0 | 0 | 0 | 0 | 0 | 0 | 0 | 0 | 0 | 0 | 0 | 0 | 0 | 0 | 0 | 0 | 0 | 0 | 0 | 0 | -4.7 | 0 | 0 | 0 | 0 | 0 | 0 | -4.7 | 2015 | 0
| 1001 | N | . | Cayuga | Duke Energy Indiana, LLC | 15470 | IN | ENC | RFC |  | 22 | 1 | Electric Utility | GT | NG | NG |  |  | mcf | 10165 | 7782 | 17510 | 4110 | 42894 | 7782 | 6209 | 6600 | 24 | 0 | 857 | 1521 | 10165 | 7782 | 17510 | 4110 | 42894 | 7782 | 6209 | 6600 | 24 | 0 | 857 | 1521 | 1.028 | 1.028 | 1.028 | 1.028 | 1.028 | 1.028 | 1.028 | 1.028 | 1.028 | 0 | 1.028 | 1.028 | 10450 | 8000 | 18000 | 4225 | 44095 | 8000 | 6383 | 6785 | 25 | 0 | 881 | 1564 | 10450 | 8000 | 18000 | 4225 | 44095 | 8000 | 6383 | 6785 | 25 | 0 | 881 | 1564 | 1200 | 548 | 1754 | -38 | 3659 | 477 | 511 | 442 | -30 | -32.3 | 18 | -36 | 105454 | 105454 | 108408 | 108408 | 8472.7 | 2015 | 0
| 1001 | N | . | Cayuga | Duke Energy Indiana, LLC | 15470 | IN | ENC | RFC |  | 22 | 1 | Electric Utility | IC | DFO | DFO |  |  | barrels | 12 | 24 | 36 | 24 | 36 | 24 | 48 | 18 | 18 | 12 | 24 | 36 | 12 | 24 | 36 | 24 | 36 | 24 | 48 | 18 | 18 | 12 | 24 | 36 | 5.75 | 5.75 | 5.75 | 5.75 | 5.75 | 5.75 | 5.75 | 5.75 | 5.75 | 5.75 | 5.75 | 5.75 | 69 | 138 | 207 | 138 | 207 | 138 | 276 | 104 | 104 | 69 | 138 | 207 | 69 | 138 | 207 | 138 | 207 | 138 | 276 | 104 | 104 | 69 | 138 | 207 | 6 | 23 | 19 | 9 | 14 | 14 | 15 | 8 | 6 | 5 | 14 | 14 | 312 | 312 | 1795 | 1795 | 147 | 2015 | 0
| 1001 | N | . | Cayuga | Duke Energy Indiana, LLC | 15470 | IN | ENC | RFC |  | 22 | 1 | Electric Utility | ST | BIT | COL |  |  | short tons | 49820 | 116948 | 131685 | 127135 | 128659 | 201994 | 231927 | 271447 | 250165 | 285493 | 271514 | 259615 | 49820 | 116948 | 131685 | 127135 | 128659 | 201994 | 231927 | 271447 | 250165 | 285493 | 271514 | 259615 | 22.314 | 22.35 | 22.372 | 22.266 | 22.358 | 22.012 | 22.068 | 22.169 | 22.16 | 22.076 | 22.048 | 22.149 | 1111683 | 2613788 | 2946057 | 2830788 | 2876558 | 4446292 | 5118165 | 6017709 | 5543656 | 6302543 | 5986341 | 5750213 | 1111683 | 2613788 | 2946057 | 2830788 | 2876558 | 4446292 | 5118165 | 6017709 | 5543656 | 6302543 | 5986341 | 5750213 | 92327.878 | 234606.34 | 280334 | 268251 | 264865.8 | 419456.1 | 500728.98 | 590330.36 | 546998.71 | 620780.29 | 603736.24 | 556261.13 | 2326402 | 2326402 | 51543793 | 51543793 | 4978676.8 | 2015 | 0
| 1001 | N | . | Cayuga | Duke Energy Indiana, LLC | 15470 | IN | ENC | RFC |  | 22 | 1 | Electric Utility | ST | DFO | DFO |  |  | barrels | 1420 | 507 | 0 | 0 | 2452 | 1635 | 1815 | 10 | 561 | 508 | 22 | 1438 | 1420 | 507 | 0 | 0 | 2452 | 1635 | 1815 | 10 | 561 | 508 | 22 | 1438 | 5.75 | 5.75 | 0 | 0 | 5.75 | 5.75 | 5.75 | 5.75 | 5.75 | 5.75 | 5.75 | 5.75 | 8165 | 2915 | 0 | 0 | 14099 | 9401 | 10436 | 58 | 3226 | 2921 | 127 | 8269 | 8165 | 2915 | 0 | 0 | 14099 | 9401 | 10436 | 58 | 3226 | 2921 | 127 | 8269 | 678.122 | 261.665 | 0 | 0 | 1298.198 | 886.899 | 1021.017 | 5.641 | 318.288 | 287.709 | 12.758 | 799.874 | 10368 | 10368 | 59617 | 59617 | 5570.171 | 2015 | 0
FuelHeatByLine |  |  |  | 2015
| Plant.Code | Boiler.ID | bogen | Reported.Prime.Mover_bf.923 | Reported.Fuel.Type.Code | Fuel.Heat.January | Fuel.Heat.February | Fuel.Heat.March | Fuel.Heat.April | Fuel.Heat.May | Fuel.Heat.June | Fuel.Heat.July | Fuel.Heat.August | Fuel.Heat.September | Fuel.Heat.October | Fuel.Heat.November | Fuel.Heat.December | YEAR
| 1001 | 1 | 1001^1 | ST | BIT | 1111683.48 | 2613787.8 | 2946056.82 | 2830787.91 | 2868687.906 | 2810540.544 | 2703280.52 | 2935048.68 | 2666734.4 | 3033663.968 | 2837901.246 | 3266454.58 | 2015
| 1001 | 1 | 1001^1 | ST | DFO | 8165 | 2915.25 | 0 | 0 | 5313 | 258.75 | 0 | 57.5 | 0 | 2898 | 126.5 | 0 | 2015
| 1001 | 2 | 1001^2 | ST | DFO | 0 | 0 | 0 | 0 | 8786 | 9142.5 | 10436.25 | 0 | 3225.75 | 23 | 0 | 8268.5 | 2015
| 1001 | 2 | 1001^2 | ST | BIT | 0 | 0 | 0 | 0 | 7870.016 | 1635816.01 | 2414810.244 | 3082731.66 | 2876922 | 3268921.92 | 3148525.716 | 2483633.25 | 2015
NetGenByLine |  |  |  | 2015
| Plant.Code | Generator.ID | bogen | Reported.Prime.Mover | Net.Generation.Year.To.Date | Net.Generation.January | Net.Generation.February | Net.Generation.March | Net.Generation.April | Net.Generation.May | Net.Generation.June | Net.Generation.July | Net.Generation.August | Net.Generation.September | Net.Generation.October | Net.Generation.November | Net.Generation.December | YEAR
| 1001 | 1 | 1001^1 | ST | 3184355 | 98753 | 238120 | 284662 | 272523 | 272851 | 261004 | 266957 | 294996 | 269393 | 306098 | 298257 | 320741 | 2015
| 1001 | 2 | 1001^2 | ST | 1799892 | -5747 | -3252 | -4328 | -4272 | -6687 | 159339 | 234793 | 295340 | 277924 | 314970 | 305492 | 236320 | 2015
FuelHeatByBoilerID |  |  |  | 2015
| Plant.Code | Boiler.ID | bogen | Reported.Prime.Mover_bf.923 | flagFuelHeat | Boiler.ID.Total.Fuel.Heat.January | Boiler.ID.Total.Fuel.Heat.February | Boiler.ID.Total.Fuel.Heat.March | Boiler.ID.Total.Fuel.Heat.April | Boiler.ID.Total.Fuel.Heat.May | Boiler.ID.Total.Fuel.Heat.June | Boiler.ID.Total.Fuel.Heat.July | Boiler.ID.Total.Fuel.Heat.August | Boiler.ID.Total.Fuel.Heat.September | Boiler.ID.Total.Fuel.Heat.October | Boiler.ID.Total.Fuel.Heat.November | Boiler.ID.Total.Fuel.Heat.December | YEAR
| 1001 | 1 | 1001^1 | ST | 0 | 1119848.48 | 2616703.05 | 2946056.82 | 2830787.91 | 2874000.906 | 2810799.294 | 2703280.52 | 2935106.18 | 2666734.4 | 3036561.968 | 2838027.746 | 3266454.58 | 2015
| 1001 | 2 | 1001^2 | ST | 0 | 0 | 0 | 0 | 0 | 16656.016 | 1644958.51 | 2425246.494 | 3082731.66 | 2880147.75 | 3268944.92 | 3148525.716 | 2491901.75 | 2015
NetGenByGeneratorID |  |  |  | 2015
| Plant.Code | Generator.ID | bogen | Reported.Prime.Mover_923 | Net.Generation.mwh | Generator.ID.Total.Net.Generation.January | Generator.ID.Total.Net.Generation.February | Generator.ID.Total.Net.Generation.March | Generator.ID.Total.Net.Generation.April | Generator.ID.Total.Net.Generation.May | Generator.ID.Total.Net.Generation.June | Generator.ID.Total.Net.Generation.July | Generator.ID.Total.Net.Generation.August | Generator.ID.Total.Net.Generation.September | Generator.ID.Total.Net.Generation.October | Generator.ID.Total.Net.Generation.November | Generator.ID.Total.Net.Generation.December | YEAR
| 1001 | 1 | 1001^1 | ST | 3184355 | 98753 | 238120 | 284662 | 272523 | 272851 | 261004 | 266957 | 294996 | 269393 | 306098 | 298257 | 320741 | 2015
| 1001 | 2 | 1001^2 | ST | 1799892 | -5747 | -3252 | -4328 | -4272 | -6687 | 159339 | 234793 | 295340 | 277924 | 314970 | 305492 | 236320 | 2015
FuelHeatByBogen |  |  |  | 2015
| Plant.Code | blankCol | bogen | Reported.Prime.Mover_bf.923 | flagFuelHeat | Bogen.Total.Fuel.Heat.January | Bogen.Total.Fuel.Heat.February | Bogen.Total.Fuel.Heat.March | Bogen.Total.Fuel.Heat.April | Bogen.Total.Fuel.Heat.May | Bogen.Total.Fuel.Heat.June | Bogen.Total.Fuel.Heat.July | Bogen.Total.Fuel.Heat.August | Bogen.Total.Fuel.Heat.September | Bogen.Total.Fuel.Heat.October | Bogen.Total.Fuel.Heat.November | Bogen.Total.Fuel.Heat.December | YEAR
| 1001 |  | 1001^1 | ST | 0 | 1119848.48 | 2616703.05 | 2946056.82 | 2830787.91 | 2874000.906 | 2810799.294 | 2703280.52 | 2935106.18 | 2666734.4 | 3036561.968 | 2838027.746 | 3266454.58 | 2015
| 1001 |  | 1001^2 | ST | 0 | 0 | 0 | 0 | 0 | 16656.016 | 1644958.51 | 2425246.494 | 3082731.66 | 2880147.75 | 3268944.92 | 3148525.716 | 2491901.75 | 2015
NetGenByBogen |  |  |  | 2015
| Plant.Code | blankCol | bogen | Reported.Prime.Mover_923 | Net.Generation.mwh | Bogen.Total.Net.Generation.January | Bogen.Total.Net.Generation.February | Bogen.Total.Net.Generation.March | Bogen.Total.Net.Generation.April | Bogen.Total.Net.Generation.May | Bogen.Total.Net.Generation.June | Bogen.Total.Net.Generation.July | Bogen.Total.Net.Generation.August | Bogen.Total.Net.Generation.September | Bogen.Total.Net.Generation.October | Bogen.Total.Net.Generation.November | Bogen.Total.Net.Generation.December | YEAR
| 1001 |  | 1001^1 | ST | 3184355 | 98753 | 238120 | 284662 | 272523 | 272851 | 261004 | 266957 | 294996 | 269393 | 306098 | 298257 | 320741 | 2015
| 1001 |  | 1001^2 | ST | 1799892 | -5747 | -3252 | -4328 | -4272 | -6687 | 159339 | 234793 | 295340 | 277924 | 314970 | 305492 | 236320 | 2015
ThermalEfficiencyByBogen |  |  |  | 2015
| Plant.Code | blankCol | bogen | Reported.Prime.Mover_923 | Net.Generation.mwh | ThermalEfficiency.January | ThermalEfficiency.February | ThermalEfficiency.March | ThermalEfficiency.April | ThermalEfficiency.May | ThermalEfficiency.June | ThermalEfficiency.July | ThermalEfficiency.August | ThermalEfficiency.September | ThermalEfficiency.October | ThermalEfficiency.November | ThermalEfficiency.December | YEAR
| 1001 |  | 1001^1 | ST | 3184355 | 0.3009 | 0.3105 | 0.3297 | 0.32849 | 0.32394 | 0.31684 | 0.33696 | 0.34294 | 0.34469 | 0.34396 | 0.35859 | 0.33505 | 2015
| 1001 |  | 1001^2 | ST | 1799892 | 0 | 0 | 0 | 0 | -1.3699 | 0.33052 | 0.33034 | 0.3269 | 0.32926 | 0.32877 | 0.33107 | 0.32359 | 2015

## 1239
2015 | Plant.Code | orig_bogencoo.key | auto_bogencoo.key | combogencoo_cool_type_key | EIA_BocooAssoc | EIA_CoolingEnviroEquip | orig_sheet3_key | auto_sheet3_flags | auto_sheet3_key | orig_sheet4_key | auto_sheet4_flags | auto_sheet4_key | EIA_associationTable | generator.data.860 | retiredGenerators.860 | Boiler_InfoDesign_Parameters.860 | boilerFuelData_923 | generation.data.923 | page1GenFuelData.923 | FuelHeatByLine | NetGenByLine | FuelHeatByBoilerID | NetGenByGeneratorID | FuelHeatByBogen | NetGenByBogen | ThermalEfficiencyByBogen
| 1239 | 0 | 2 | 1 | 1 | 1 | 1 | 1 | 2 | 1 | 1 | 2 | 3 | 3 | 3 | 3 | 4 | 1 | 10 | 4 | 1 | 1 | 1 | 2 | 2 | 2
orig_bogencoo.key |  |  |  | 2015
| combogen | combogencoo | Plant.Code
auto_bogencoo.key |  |  |  | 2015
manualEdit | manualBogenEdit | Plant.Code | Bogen | combogen | combogencoo | Boiler.ID | Unit.Code | bga.source | Boiler.ID.Total.Fuel.Heat.January | PlantLine.Total.Fuel.Heat.January | flagNG_no_FH_January | flagFH_no_NG_January | flagFuelHeat_January | Boiler.ID.Total.Fuel.Heat.February | PlantLine.Total.Fuel.Heat.February | flagNG_no_FH_February | flagFH_no_NG_February | flagFuelHeat_February | Boiler.ID.Total.Fuel.Heat.March | PlantLine.Total.Fuel.Heat.March | flagNG_no_FH_March | flagFH_no_NG_March | flagFuelHeat_March | Boiler.ID.Total.Fuel.Heat.April | PlantLine.Total.Fuel.Heat.April | flagNG_no_FH_April | flagFH_no_NG_April | flagFuelHeat_April | Boiler.ID.Total.Fuel.Heat.May | PlantLine.Total.Fuel.Heat.May | flagNG_no_FH_May | flagFH_no_NG_May | flagFuelHeat_May | Boiler.ID.Total.Fuel.Heat.June | PlantLine.Total.Fuel.Heat.June | flagNG_no_FH_June | flagFH_no_NG_June | flagFuelHeat_June | Boiler.ID.Total.Fuel.Heat.July | PlantLine.Total.Fuel.Heat.July | flagNG_no_FH_July | flagFH_no_NG_July | flagFuelHeat_July | Boiler.ID.Total.Fuel.Heat.August | PlantLine.Total.Fuel.Heat.August | flagNG_no_FH_August | flagFH_no_NG_August | flagFuelHeat_August | Boiler.ID.Total.Fuel.Heat.September | PlantLine.Total.Fuel.Heat.September | flagNG_no_FH_September | flagFH_no_NG_September | flagFuelHeat_September | Boiler.ID.Total.Fuel.Heat.October | PlantLine.Total.Fuel.Heat.October | flagNG_no_FH_October | flagFH_no_NG_October | flagFuelHeat_October | Boiler.ID.Total.Fuel.Heat.November | PlantLine.Total.Fuel.Heat.November | flagNG_no_FH_November | flagFH_no_NG_November | flagFuelHeat_November | Boiler.ID.Total.Fuel.Heat.December | PlantLine.Total.Fuel.Heat.December | flagNG_no_FH_December | flagFH_no_NG_December | flagFuelHeat_December | missing.from.923 | flagBoiler.ID_assoc | orig_Boiler.ID_assoc | orig_Boiler.ID_bf.923 | flagBoiler.ID_bf.923 | missing.bf.923 | Reported.Prime.Mover_bf.923 | Reported.Prime.Mover_923 | Reported.Prime.Mover_860 | Reported.Fuel.Type.Code | Technology | Energy.Source.1 | unmapped_but_in_923 | unmapped | Orphan.Boiler | Boiler.Status | Boiler.Retirement.Year | Boiler.Retirement.Month | flag_BoilerRetired | flag_Boiler.Status | Boiler.ID.NotIn.Assoc | missingPlant.assoc | missingPlant.boilerDesignData.860 | missingPlant.generation.data.923 | missingPlant.boilerFuelData.923 | Reported.Prime.Mover_page1 | flag.ST.missing.bf.923 | flag.CACT.missingPair | flag_923bogenCTonly | flag.NGCC.badFuel | flag.ST.missing.bf.923.unmapped | flag_RPM | flag_floatingGen | flagFuelHeat | flag_STassoc_CT_CS_CA | flag_CSassociation | countFlags | YEAR | plant_bo | plant_bo_bf.923 | plant_bo_assoc | Utility.ID | Utility.Name | Plant.Name | Cooling.ID | Steam.Plant.Type | flagBoiler.ID_bocoo | orig_Boiler.ID_bocoo | manualBogenEditFileName | manualBogenEditDateTime
0 | 0 | 1239 | 1239^5 | combogen^1239^5 |  | 40 | none | eia860.org | 660.168 |  | 0 | 1 | 0 | 2 |  | 0 | 1 | 0 | 3.108 |  | 0 | 1 | 0 | 0 |  | 0 | 0 | 0 | 0 |  | 0 | 0 | 0 | 0 |  | 0 | 0 | 0 | 0 |  | 0 | 0 | 0 | 0 |  | 0 | 0 | 0 | 0 |  | 0 | 0 | 0 | 0 |  | 0 | 0 | 0 | 0 |  | 0 | 0 | 0 | 0 |  | 0 | 0 | 0 | FALSE | removeChar | 40 | 40 | removeChar | FALSE | ST | ST |  | BIT |  |  | FALSE | FALSE | FALSE | RE | 2015 | 6 | 0 | 0 | 0 | FALSE | FALSE | FALSE | FALSE |  | 0 | FALSE | FALSE | 0 | 0 |  | 0 | 0 | 0 | 0 | 5 | 2015 | 1239^40 | 1239^40 | 1239^40
0 | 1 | 1239 | 1239^NGCC | combogen^1239^NGCC | [112 empty] | ./cd/Output/compiled_manualBogens_2015_updated_2022-12-04_LGSedit.xlsx | 2022-12-05 12:39
combogencoo_cool_type_key |  |  |  | 2015
manualEdit | Plant.Code | bogencoo | LAKE..OF..OC..RC. | RIVER..OF. | POND..OC..RC. | TOWER..RF..RI..RN. | DC | OS
0 | 1239 | combogencoo^1239^1 |  | 1
EIA_BocooAssoc |  |  |  | 2015
| Utility.ID | Utility.Name | Plant.Code | Plant.Name | Boiler.ID | Cooling.ID | Steam.Plant.Type
| 5860 | Empire District Electric Co | 1239 | Riverton | HSG12 | HRC | 1
EIA_CoolingEnviroEquip |  |  |  | 2015
| Utility.ID | Utility.Name | Plant.Code | Plant.Name | State | Cooling.ID | Cooling.Status | Inservice.Month | Inservice.Year | Cooling.Type.1 | Cooling.Type.2 | Cooling.Type.3 | Cooling.Type.4 | Percent.Dry.Cooling | Cooling.Water.Source | Cooling.Water.Discharge | Water.Source.Code | Water.Type.Code | Intake.Rate.at.100...Gallons.per.Minute. | Chlorine.Inservice.Month | Chlorine.Inservice.Year | Pond.Inservice.Month | Pond.Inservice.Year | Pond.Surface.Area..Acres. | Pond.Volume..Acre.Feet. | Tower.Inservice.Month | Tower.Inservice.Year | Tower.Type.1 | Tower.Type.2 | Tower.Type.3 | Tower.Type.4 | Tower.Water.Rate..Gallons.per.Minute. | Power.Requirement..MW. | Cost.Total..Thousand.Dollars. | Cost.Ponds..Thousand.Dollars. | Cost.Towers..Thousand.Dollars. | Cost.Chlorine.Equipment..Thousand.Dollars. | Intake.Distance.Shore..Feet. | Outlet.Distance.Shore..Feet. | Intake.Distance.Surface..Feet. | Outlet.Distance.Surface..Feet. | Steam.Plant.Type
| 5860 | Empire District Electric Co | 1239 | Riverton | KS | HRC | CO | 6 | 2016 | RI | [6 empty] | SW | FR | 1600 | 6 | 2016 |  |  |  |  | 6 | 2016 | MW |  |  |  | 89560 | 1.1 |  |  | 3624 |  | 155 | 0 | 14 | 0 | 1
orig_sheet3_key |  |  |  | 2015
| plant_bo | bogen | Plant.Code
| 1239^40 | 1239^1 | 1239
auto_sheet3_flags |  |  |  | 2015
| Plant.Code | plant_bo | bogen | missing.from.923 | unmapped_but_in_923 | unmapped | Orphan.Boiler | Boiler.Status | Boiler.ID.NotIn.Assoc | missingPlant.assoc | missingPlant.boilerDesignData.860 | missingPlant.generation.data.923 | missingPlant.boilerFuelData.923 | flag.CACT.missingPair | missing.bf.923 | flag.ST.missing.bf.923 | flag.ST.missing.bf.923.unmapped | flag_RPM | flag_floatingGen | flag_BoilerRetired | flag_Boiler.Status | flag_923bogenCTonly | flagFuelHeat | flag_STassoc_CT_CS_CA | flag_CSassociation | flagFH_no_NG_January | flagNG_no_FH_January | flagFuelHeat_January | flagFH_no_NG_February | flagNG_no_FH_February | flagFuelHeat_February | flagFH_no_NG_March | flagNG_no_FH_March | flagFuelHeat_March | flagFH_no_NG_April | flagNG_no_FH_April | flagFuelHeat_April | flagFH_no_NG_May | flagNG_no_FH_May | flagFuelHeat_May | flagFH_no_NG_June | flagNG_no_FH_June | flagFuelHeat_June | flagFH_no_NG_July | flagNG_no_FH_July | flagFuelHeat_July | flagFH_no_NG_August | flagNG_no_FH_August | flagFuelHeat_August | flagFH_no_NG_September | flagNG_no_FH_September | flagFuelHeat_September | flagFH_no_NG_October | flagNG_no_FH_October | flagFuelHeat_October | flagFH_no_NG_November | flagNG_no_FH_November | flagFuelHeat_November | flagFH_no_NG_December | flagNG_no_FH_December | flagFuelHeat_December | flag_ManualPlant | flag_MisMatch
| 1239 | 1239^40 | 1239^5 | 0 | 0 | 0 | 0 | 1 | 0 | 0 | 0 | 0 | 0 | 0 | 0 | 0 | 0 | 0 | 0 | 0 | 0 | 0 | 0 | 0 | 0 | 1 | 0 | 0 | 1 | 0 | 0 | 1 | 0 | 0 | 0 | 0 | 0 | 0 | 0 | 0 | 0 | 0 | 0 | 0 | 0 | 0 | 0 | 0 | 0 | 0 | 0 | 0 | 0 | 0 | 0 | 0 | 0 | 0 | 0 | 0 | 0 | 1 | 1
auto_sheet3_key |  |  |  | 2015
manualBogenEdit | Plant.Code | bogen | Boiler.ID | Unit.Code | bga.source | Boiler.ID.Total.Fuel.Heat.January | PlantLine.Total.Fuel.Heat.January | flagNG_no_FH_January | flagFH_no_NG_January | flagFuelHeat_January | Boiler.ID.Total.Fuel.Heat.February | PlantLine.Total.Fuel.Heat.February | flagNG_no_FH_February | flagFH_no_NG_February | flagFuelHeat_February | Boiler.ID.Total.Fuel.Heat.March | PlantLine.Total.Fuel.Heat.March | flagNG_no_FH_March | flagFH_no_NG_March | flagFuelHeat_March | Boiler.ID.Total.Fuel.Heat.April | PlantLine.Total.Fuel.Heat.April | flagNG_no_FH_April | flagFH_no_NG_April | flagFuelHeat_April | Boiler.ID.Total.Fuel.Heat.May | PlantLine.Total.Fuel.Heat.May | flagNG_no_FH_May | flagFH_no_NG_May | flagFuelHeat_May | Boiler.ID.Total.Fuel.Heat.June | PlantLine.Total.Fuel.Heat.June | flagNG_no_FH_June | flagFH_no_NG_June | flagFuelHeat_June | Boiler.ID.Total.Fuel.Heat.July | PlantLine.Total.Fuel.Heat.July | flagNG_no_FH_July | flagFH_no_NG_July | flagFuelHeat_July | Boiler.ID.Total.Fuel.Heat.August | PlantLine.Total.Fuel.Heat.August | flagNG_no_FH_August | flagFH_no_NG_August | flagFuelHeat_August | Boiler.ID.Total.Fuel.Heat.September | PlantLine.Total.Fuel.Heat.September | flagNG_no_FH_September | flagFH_no_NG_September | flagFuelHeat_September | Boiler.ID.Total.Fuel.Heat.October | PlantLine.Total.Fuel.Heat.October | flagNG_no_FH_October | flagFH_no_NG_October | flagFuelHeat_October | Boiler.ID.Total.Fuel.Heat.November | PlantLine.Total.Fuel.Heat.November | flagNG_no_FH_November | flagFH_no_NG_November | flagFuelHeat_November | Boiler.ID.Total.Fuel.Heat.December | PlantLine.Total.Fuel.Heat.December | flagNG_no_FH_December | flagFH_no_NG_December | flagFuelHeat_December | missing.from.923 | flagBoiler.ID_assoc | orig_Boiler.ID_assoc | orig_Boiler.ID_bf.923 | flagBoiler.ID_bf.923 | missing.bf.923 | Reported.Prime.Mover_bf.923 | Reported.Prime.Mover_923 | Reported.Prime.Mover_860 | Reported.Fuel.Type.Code | Technology | Energy.Source.1 | unmapped_but_in_923 | unmapped | Orphan.Boiler | Boiler.Status | Boiler.Retirement.Year | Boiler.Retirement.Month | flag_BoilerRetired | flag_Boiler.Status | Boiler.ID.NotIn.Assoc | missingPlant.assoc | missingPlant.boilerDesignData.860 | missingPlant.generation.data.923 | missingPlant.boilerFuelData.923 | Reported.Prime.Mover_page1 | flag.ST.missing.bf.923 | flag.CACT.missingPair | flag_923bogenCTonly | flag.NGCC.badFuel | flag.ST.missing.bf.923.unmapped | flag_RPM | flag_floatingGen | flagFuelHeat | flag_STassoc_CT_CS_CA | flag_CSassociation | countFlags | YEAR | plant_bo | plant_bo_bf.923 | plant_bo_assoc | manualBogenEditFileName | manualBogenEditDateTime
0 | 1239 | 1239^5 | 40 | none | eia860.org | 660.168 |  | 0 | 1 | 0 | 2 |  | 0 | 1 | 0 | 3.108 |  | 0 | 1 | 0 | 0 |  | 0 | 0 | 0 | 0 |  | 0 | 0 | 0 | 0 |  | 0 | 0 | 0 | 0 |  | 0 | 0 | 0 | 0 |  | 0 | 0 | 0 | 0 |  | 0 | 0 | 0 | 0 |  | 0 | 0 | 0 | 0 |  | 0 | 0 | 0 | 0 |  | 0 | 0 | 0 | FALSE | removeChar | 40 | 40 | removeChar | FALSE | ST | ST |  | BIT |  |  | FALSE | FALSE | FALSE | RE | 2015 | 6 | 0 | 0 | 0 | FALSE | FALSE | FALSE | FALSE |  | 0 | FALSE | FALSE | 0 | 0 |  | 0 | 0 | 0 | 0 | 5 | 2015 | 1239^40 | 1239^40 | 1239^40
1 | 1239 | 1239^NGCC | [104 empty] | ./cd/Output/compiled_manualBogens_2015_updated_2022-12-04_LGSedit.xlsx | 2022-12-05 12:39
orig_sheet4_key |  |  |  | 2015
| plant_gen | bogen | Plant.Code
| 1239^8 | 1239^1 | 1239
auto_sheet4_flags |  |  |  | 2015
| Plant.Code | plant_gen | bogen | missing.from.923 | Generator.Status | Orphan.Generator | unmapped_but_in_923 | unmapped | missingPlant.assoc | missingPlant.generator.data.860 | missingPlant.generation.data.923 | flag.CACT.missingPair | missing.bf.923 | missing.generation.data | flag.ST.missing.bf.923 | flag.ST.missing.bf.923.unmapped | flag_RPM | flag_floatingGen | flag_GeneratorRetired | flag_Generator.Status | flag_923bogenCTonly | flagFuelHeat | flag_STassoc_CT_CS_CA | flag_CSassociation | flagNetGenWithoutFuelHeat | flagFuelHeatWithoutNetGen | flagFH_no_NG_January | flagNG_no_FH_January | flagFuelHeat_January | flagFH_no_NG_February | flagNG_no_FH_February | flagFuelHeat_February | flagFH_no_NG_March | flagNG_no_FH_March | flagFuelHeat_March | flagFH_no_NG_April | flagNG_no_FH_April | flagFuelHeat_April | flagFH_no_NG_May | flagNG_no_FH_May | flagFuelHeat_May | flagFH_no_NG_June | flagNG_no_FH_June | flagFuelHeat_June | flagFH_no_NG_July | flagNG_no_FH_July | flagFuelHeat_July | flagFH_no_NG_August | flagNG_no_FH_August | flagFuelHeat_August | flagFH_no_NG_September | flagNG_no_FH_September | flagFuelHeat_September | flagFH_no_NG_October | flagNG_no_FH_October | flagFuelHeat_October | flagFH_no_NG_November | flagNG_no_FH_November | flagFuelHeat_November | flagFH_no_NG_December | flagNG_no_FH_December | flagFuelHeat_December | flag_ManualPlant | flag_MisMatch
| 1239 | 1239^8 | 1239^5 | 0 | 0 | 0 | 0 | 0 | 0 | 0 | 0 | 0 | 0 | 0 | 0 | 0 | 0 | 0 | 0 | 0 | 0 | 0 | 0 | 0 | 0 | 1 | 1 | 0 | 0 | 1 | 0 | 0 | 1 | 0 | 0 | 0 | 0 | 0 | 0 | 0 | 0 | 0 | 0 | 0 | 0 | 0 | 0 | 0 | 0 | 0 | 0 | 0 | 0 | 0 | 0 | 0 | 0 | 0 | 0 | 0 | 0 | 0 | 1 | 1
auto_sheet4_key |  |  |  | 2015
manualBogenEdit | Plant.Code | Generator.ID | bogen | Unit.Code | bga.source | Net.Generation.mwh | Generator.ID.Total.Net.Generation.January | PlantLine.Total.Fuel.Heat.January | PlantLine.Total.Net.Generation.January | flagNG_no_FH_January | flagFH_no_NG_January | flagFuelHeat_January | Generator.ID.Total.Net.Generation.February | PlantLine.Total.Fuel.Heat.February | PlantLine.Total.Net.Generation.February | flagNG_no_FH_February | flagFH_no_NG_February | flagFuelHeat_February | Generator.ID.Total.Net.Generation.March | PlantLine.Total.Fuel.Heat.March | PlantLine.Total.Net.Generation.March | flagNG_no_FH_March | flagFH_no_NG_March | flagFuelHeat_March | Generator.ID.Total.Net.Generation.April | PlantLine.Total.Fuel.Heat.April | PlantLine.Total.Net.Generation.April | flagNG_no_FH_April | flagFH_no_NG_April | flagFuelHeat_April | Generator.ID.Total.Net.Generation.May | PlantLine.Total.Fuel.Heat.May | PlantLine.Total.Net.Generation.May | flagNG_no_FH_May | flagFH_no_NG_May | flagFuelHeat_May | Generator.ID.Total.Net.Generation.June | PlantLine.Total.Fuel.Heat.June | PlantLine.Total.Net.Generation.June | flagNG_no_FH_June | flagFH_no_NG_June | flagFuelHeat_June | Generator.ID.Total.Net.Generation.July | PlantLine.Total.Fuel.Heat.July | PlantLine.Total.Net.Generation.July | flagNG_no_FH_July | flagFH_no_NG_July | flagFuelHeat_July | Generator.ID.Total.Net.Generation.August | PlantLine.Total.Fuel.Heat.August | PlantLine.Total.Net.Generation.August | flagNG_no_FH_August | flagFH_no_NG_August | flagFuelHeat_August | Generator.ID.Total.Net.Generation.September | PlantLine.Total.Fuel.Heat.September | PlantLine.Total.Net.Generation.September | flagNG_no_FH_September | flagFH_no_NG_September | flagFuelHeat_September | Generator.ID.Total.Net.Generation.October | PlantLine.Total.Fuel.Heat.October | PlantLine.Total.Net.Generation.October | flagNG_no_FH_October | flagFH_no_NG_October | flagFuelHeat_October | Generator.ID.Total.Net.Generation.November | PlantLine.Total.Fuel.Heat.November | PlantLine.Total.Net.Generation.November | flagNG_no_FH_November | flagFH_no_NG_November | flagFuelHeat_November | Generator.ID.Total.Net.Generation.December | PlantLine.Total.Fuel.Heat.December | PlantLine.Total.Net.Generation.December | flagNG_no_FH_December | flagFH_no_NG_December | flagFuelHeat_December | missing.from.923 | orig_Generator.ID_923 | flagGenerator.ID_923 | orig_Generator.ID_860 | flagGenerator.ID_860 | flagGenerator.ID_assoc | orig_Generator.ID_assoc | missing.bf.923 | Reported.Prime.Mover_bf.923 | Reported.Prime.Mover_923 | Reported.Prime.Mover_860 | Reported.Fuel.Type.Code | Technology | Energy.Source.1 | Generator.Status | Orphan.Generator | unmapped_but_in_923 | unmapped | flag_Generator.Status | Generator.Retirement.Year | Generator.Retirement.Month | flag_GeneratorRetired | missingPlant.assoc | missingPlant.generator.data.860 | missingPlant.generation.data.923 | Reported.Prime.Mover_page1 | flag.ST.missing.bf.923 | flag.CACT.missingPair | flag_923bogenCTonly | flag.NGCC.badFuel | flag.ST.missing.bf.923.unmapped | flag_RPM | flag_floatingGen | flagNetGenWithoutFuelHeat | flagFuelHeatWithoutNetGen | flagFuelHeat | flag_STassoc_CT_CS_CA | flag_CSassociation | countFlags | YEAR | plant_gen | plant_gen.923 | plant_gen.860 | plant_gen_assoc | missing.generation.data | manualBogenEditFileName | manualBogenEditDateTime
0 | 1239 | 8 | 1239^5 | none | eia860.org | -2071 | -596 |  |  | 0 | 1 | 0 | -485 |  |  | 0 | 1 | 0 | -454 |  |  | 0 | 1 | 0 | -271 |  |  | 0 | 0 | 0 | -265 |  |  | 0 | 0 | 0 | 0 |  |  | 0 | 0 | 0 | 0 |  |  | 0 | 0 | 0 | 0 |  |  | 0 | 0 | 0 | 0 |  |  | 0 | 0 | 0 | 0 |  |  | 0 | 0 | 0 | 0 |  |  | 0 | 0 | 0 | 0 |  |  | 0 | 0 | 0 | FALSE | 8 | removeChar |  |  | removeChar | 8 | FALSE | ST | ST |  | BIT |  |  |  | FALSE | FALSE | FALSE | 0 | 2015 | 6 | 0 | FALSE | FALSE | FALSE |  | 0 | FALSE | FALSE | 0 | 0 |  | 0 | 0 | 3 | 0 | 0 | 0 | 5 | 2015 | 1239^8 | 1239^8 | 1239^NA | 1239^8 | FALSE
1 | 1239 |  | 1239^NGCC | [120 empty] | ./cd/Output/compiled_manualBogens_2015_updated_2022-12-04_LGSedit.xlsx | 2022-12-05 12:39
EIA_associationTable |  |  |  | 2015
| Utility.ID | Utility.Name | Plant.Code | Plant.Name | Boiler.ID | Generator.ID | Steam.Plant.Type
| 5860 | Empire District Electric Co | 1239 | Riverton | HSG12 | 12-2 | 1
| 5860 | Empire District Electric Co | 1239 | Riverton | 39 | 7 | 1
| 5860 | Empire District Electric Co | 1239 | Riverton | 40 | 8 | 1
generator.data.860 |  |  |  | 2015
| Utility.ID | Utility.Name | Plant.Code | Plant.Name | State | County | Generator.ID | Technology | Prime.Mover | Unit.Code | Ownership | Duct.Burners | Can.Bypass.Heat.Recovery.Steam.Generator. | RTO.ISO.LMP.Node.Designation | RTO.ISO.Location.Designation.for.Reporting.Wholesale.Sales.Data.to.FERC | Nameplate.Capacity..MW. | Nameplate.Power.Factor | Summer.Capacity..MW. | Winter.Capacity..MW. | Minimum.Load..MW. | Uprate.or.Derate.Completed.During.Year | Month.Uprate.or.Derate.Completed | Year.Uprate.or.Derate.Completed | Status | Synchronized.to.Transmission.Grid | Operating.Month | Operating.Year | Planned.Retirement.Month | Planned.Retirement.Year | Associated.with.Combined.Heat.and.Power.System | Sector.Name | Sector | Topping.or.Bottoming | Energy.Source.1 | Energy.Source.2 | Energy.Source.3 | Energy.Source.4 | Energy.Source.5 | Energy.Source.6 | Startup.Source.1 | Startup.Source.2 | Startup.Source.3 | Startup.Source.4 | Solid.Fuel.Gasification.System. | Carbon.Capture.Technology. | Turbines..Inverters..or.Hydrokinetic.Buoys | Time.from.Cold.Shutdown.to.Full.Load | Fluidized.Bed.Technology. | Pulverized.Coal.Technology. | Stoker.Technology. | Other.Combustion.Technology. | Subcritical.Technology. | Supercritical.Technology. | Ultrasupercritical.Technology. | Planned.Net.Summer.Capacity.Uprate..MW. | Planned.Net.Winter.Capacity.Uprate..MW. | Planned.Uprate.Month | Planned.Uprate.Year | Planned.Net.Summer.Capacity.Derate..MW. | Planned.Net.Winter.Capacity.Derate..MW. | Planned.Derate.Month | Planned.Derate.Year | Planned.New.Prime.Mover | Planned.Energy.Source.1 | Planned.New.Nameplate.Capacity..MW. | Planned.Repower.Month | Planned.Repower.Year | Other.Planned.Modifications. | Other.Modifications.Month | Other.Modifications.Year | Cofire.Fuels. | Switch.Between.Oil.and.Natural.Gas.
| 5860 | Empire District Electric Co | 1239 | Riverton | KS | Cherokee | 10 | Natural Gas Fired Combustion Turbine | GT |  | S | X | X | EDERIV1671UN10_RA | EDERIV1671UN10_RA | 16.3 | 1 | 13 | 17 | 4 | N |  |  | OP | X | 12 | 1988 |  |  | N | Electric Utility | 1 | X | NG | DFO | [8 empty] | N |  |  | 1H | [23 empty] | N | Y
| 5860 | Empire District Electric Co | 1239 | Riverton | KS | Cherokee | 11 | Natural Gas Fired Combustion Turbine | GT |  | S | X | X | EDERIV1671UNI11_RA | EDERIV1671UN11_RA | 16.3 | 1 | 15 | 17 | 4 | N |  |  | OP | X | 11 | 1988 |  |  | N | Electric Utility | 1 | X | NG | DFO | [8 empty] | N |  |  | 1H | [23 empty] | N | Y
| 5860 | Empire District Electric Co | 1239 | Riverton | KS | Cherokee | 12 | Natural Gas Fired Combined Cycle | CT | CC1 | S | X | X | EDERIV453UN12_RA | EDERIV453UN12_RA | 148.8 | 1 | 149 | 180 | 98 | N |  |  | OP | X | 5 | 2007 |  |  | N | Electric Utility | 1 | X | NG | [9 empty] | N |  |  | 1H
retiredGenerators.860 |  |  |  | 2015
| Utility.ID | Utility.Name | Plant.Code | Plant.Name | State | County | Generator.ID | Technology | Prime.Mover | Unit.Code | Ownership | Duct.Burners | Can.Bypass.Heat.Recovery.Steam.Generator. | RTO.ISO.LMP.Node.Designation | RTO.ISO.Location.Designation.for.Reporting.Wholesale.Sales.Data.to.FERC | Nameplate.Capacity..MW. | Nameplate.Power.Factor | Summer.Capacity..MW. | Winter.Capacity..MW. | Minimum.Load..MW. | Uprate.or.Derate.Completed.During.Year | Month.Uprate.or.Derate.Completed | Year.Uprate.or.Derate.Completed | Status | Synchronized.to.Transmission.Grid | Operating.Month | Operating.Year | Retirement.Month | Retirement.Year | Associated.with.Combined.Heat.and.Power.System | Sector.Name | Sector | Topping.or.Bottoming | Energy.Source.1 | Energy.Source.2 | Energy.Source.3 | Energy.Source.4 | Energy.Source.5 | Energy.Source.6 | Startup.Source.1 | Startup.Source.2 | Startup.Source.3 | Startup.Source.4 | Solid.Fuel.Gasification.System. | Carbon.Capture.Technology. | Turbines..Inverters..or.Hydrokinetic.Buoys | Time.from.Cold.Shutdown.to.Full.Load | Fluidized.Bed.Technology. | Pulverized.Coal.Technology. | Stoker.Technology. | Other.Combustion.Technology. | Subcritical.Technology. | Supercritical.Technology. | Ultrasupercritical.Technology. | Cofire.Fuels. | Switch.Between.Oil.and.Natural.Gas.
| 5860 | Empire District Electric Co | 1239 | Riverton | KS | Cherokee | 7 | Natural Gas Steam Turbine | ST |  | S | X | X | EDERIV1671UN7_RA | EDERIV1671UN7_RA | 37.5 | 1 | 38 | 38 | 17 | N |  |  | RE | X | 6 | 1950 | 9 | 2014 | N | Electric Utility | 1 | X | NG | BIT | NG |  |  |  | NG |  |  |  | N |  |  | OVER |  | Y |  |  | Y |  |  | Y | N
| 5860 | Empire District Electric Co | 1239 | Riverton | KS | Cherokee | 8 | Natural Gas Steam Turbine | ST |  | S | X | X | EDERIV1671UN8_RA | EDERIV1671UN8_RA | 50 | 1 | 54 | 54 | 25 | N |  |  | RE | X | 6 | 1954 | 6 | 2015 | N | Electric Utility | 1 | X | NG | BIT | NG |  | PC |  | NG |  |  |  | N |  |  | OVER |  | Y |  |  | Y |  |  | Y | N
| 5860 | Empire District Electric Co | 1239 | Riverton | KS | Cherokee | 9 | Natural Gas Fired Combustion Turbine | GT |  | S | X | X |  |  | 12.5 | 1 | 12 | 12 | 4 | N |  |  | RE | X | 6 | 1964 | 6 | 2015 | N | Electric Utility | 1 | X | NG | DFO | [8 empty] | N |  |  | OVER | [7 empty] | N | Y
Boiler_InfoDesign_Parameters.860 |  |  |  | 2015
| Utility.ID | Utility.Name | Plant.Code | Plant.Name | State | Boiler.ID | Boiler.Status | Type.of.Boiler | Inservice.Month | Inservice.Year | Retirement.Month | Retirement.Year | Firing.Type.1 | Firing.Type.2 | Firing.Type.3 | Max.Steam.Flow..Thousand.Pounds.per.Hour. | Firing.Rate.Using.Coal..0.1.Tons.per.Hour. | Firing.Rate.Using.Petroleum..0.1.Barrels.per.Hour. | Firing.Rate.Using.Gas..0.1.MCF.per.Hour. | Firing.Rate.Using.Other.Fuels | Waste.Heat.Input..Million.BTU.per.Hour. | Primary.Fuel.1 | Primary.Fuel.2 | Primary.Fuel.3 | Primary.Fuel.4 | Turndown.Ratio | Efficiency.100..Load | Efficiency.50..Load | Air.Flow.100..Load..Cubic.Feet.per.Minute. | Wet.Dry.Bottom | Fly.Ash.Reinjection | Steam.Plant.Type | missingData
| 5860 | Empire District Electric Co | 1239 | Riverton | KS | 39 | RE | N | 6 | 1950 | 6 | 2014 | [19 empty] | 1 | 2
| 5860 | Empire District Electric Co | 1239 | Riverton | KS | 40 | RE | N | 6 | 1954 | 6 | 2015 | [19 empty] | 1 | 2
| 5860 | Empire District Electric Co | 1239 | Riverton | KS | HSG12 | CO | N | 6 | 2016 |  |  | DB |  |  | 585 |  |  | 250 |  | 1452 | NG |  |  |  | 7.8 |  |  | 785901 |  |  | 1 | 2
boilerFuelData_923 |  |  |  | 2015
| Plant.Code | Combined.Heat.And..Power.Plant | Plant.Name | Operator.Name | Operator.Id | Plant.State | Census.Region | NERC.Region | NAICS.Code | Sector.Number | Sector.Name | Boiler.ID | Reported.Prime.Mover | Reported.Fuel.Type.Code | Physical.Unit.Label | Quantity.Of.Fuel.Consumed.January | Quantity.Of.Fuel.Consumed.February | Quantity.Of.Fuel.Consumed.March | Quantity.Of.Fuel.Consumed.April | Quantity.Of.Fuel.Consumed.May | Quantity.Of.Fuel.Consumed.June | Quantity.Of.Fuel.Consumed.July | Quantity.Of.Fuel.Consumed.August | Quantity.Of.Fuel.Consumed.September | Quantity.Of.Fuel.Consumed.October | Quantity.Of.Fuel.Consumed.November | Quantity.Of.Fuel.Consumed.December | MMbtu.Per.Unit.January | MMbtu.Per.Unit.February | MMbtu.Per.Unit.March | MMbtu.Per.Unit.April | MMbtu.Per.Unit.May | MMbtu.Per.Unit.June | MMbtu.Per.Unit.July | MMbtu.Per.Unit.August | MMbtu.Per.Unit.September | MMbtu.Per.Unit.October | MMbtu.Per.Unit.November | MMbtu.Per.Unit.December | Sulfur.Content.January | Sulfur.Content.February | Sulfur.Content.March | Sulfur.Content.April | Sulfur.Content.May | Sulfur.Content.June | Sulfur.Content.July | Sulfur.Content.August | Sulfur.Content.September | Sulfur.Content.October | Sulfur.Content.November | Sulfur.Content.December | Ash.Content.January | Ash.Content.February | Ash.Content.March | Ash.Content.April | Ash.Content.May | Ash.Content.June | Ash.Content.July | Ash.Content.August | Ash.Content.September | Ash.Content.October | Ash.Content.November | Ash.Content.December | Total.Fuel.Consumption.Quantity | YEAR | missingData
| 1239 | N | Riverton | Empire District Electric Co | 5860 | KS | WNC | SPP | 22 | 1 | Electric Utility | 40 | ST | BIT | short tons | 0 | 0 | 0 | 0 | 0 | 0 | 0 | 0 | 0 | 0 | 0 | 0 | 0 | 0 | 0 | 0 | 0 | 0 | 0 | 0 | 0 | 0 | 0 | 0 | 0 | 0 | 0 | 0 | 0 | 0 | 0 | 0 | 0 | 0 | 0 | 0 | 0 | 0 | 0 | 0 | 0 | 0 | 0 | 0 | 0 | 0 | 0 | 0 | 0 | 2015 | 24
| 1239 | N | Riverton | Empire District Electric Co | 5860 | KS | WNC | SPP | 22 | 1 | Electric Utility | 40 | ST | NG | Mcf | 636 | 2 | 3 | 0 | 0 | 0 | 0 | 0 | 0 | 0 | 0 | 0 | 1.038 | 1 | 1.036 | 0 | 0 | 0 | 0 | 0 | 0 | 0 | 0 | 0 | 0 | 0 | 0 | 0 | 0 | 0 | 0 | 0 | 0 | 0 | 0 | 0 | 0 | 0 | 0 | 0 | 0 | 0 | 0 | 0 | 0 | 0 | 0 | 0 | 641 | 2015 | 24
| 1239 | N | Riverton | Empire District Electric Co | 5860 | KS | WNC | SPP | 22 | 1 | Electric Utility | 40 | ST | PC | short tons | 0 | 0 | 0 | 0 | 0 | 0 | 0 | 0 | 0 | 0 | 0 | 0 | 0 | 0 | 0 | 0 | 0 | 0 | 0 | 0 | 0 | 0 | 0 | 0 | 0 | 0 | 0 | 0 | 0 | 0 | 0 | 0 | 0 | 0 | 0 | 0 | 0 | 0 | 0 | 0 | 0 | 0 | 0 | 0 | 0 | 0 | 0 | 0 | 0 | 2015 | 24
| 1239 | N | Riverton | Empire District Electric Co | 5860 | KS | WNC | SPP | 22 | 1 | Electric Utility | 40 | ST | SUB | short tons | 0 | 0 | 0 | 0 | 0 | 0 | 0 | 0 | 0 | 0 | 0 | 0 | 0 | 0 | 0 | 0 | 0 | 0 | 0 | 0 | 0 | 0 | 0 | 0 | 0 | 0 | 0 | 0 | 0 | 0 | 0 | 0 | 0 | 0 | 0 | 0 | 0 | 0 | 0 | 0 | 0 | 0 | 0 | 0 | 0 | 0 | 0 | 0 | 0 | 2015 | 24
generation.data.923 |  |  |  | 2015
| Plant.Code | Combined.Heat.And.Power.Plant | Plant.Name | Operator.Name | Operator.Id | Plant.State | Census.Region | NERC.Region | NAICS.Code | Sector.Number | Sector.Name | Generator.ID | Reported.Prime.Mover | Net.Generation.January | Net.Generation.February | Net.Generation.March | Net.Generation.April | Net.Generation.May | Net.Generation.June | Net.Generation.July | Net.Generation.August | Net.Generation.September | Net.Generation.October | Net.Generation.November | Net.Generation.December | Net.Generation.Year.To.Date | YEAR | missingData
| 1239 | N | Riverton | Empire District Electric Co | 5860 | KS | WNC | SPP | 22 | 1 | Electric Utility | 8 | ST | -596 | -485 | -454 | -271 | -265 | 0 | 0 | 0 | 0 | 0 | 0 | 0 | -2071 | 2015 | 6
page1GenFuelData.923 |  |  |  | 2015
| Plant.Code | Combined.Heat.And.Power.Plant | Nuclear.Unit.Id | Plant.Name | Operator.Name | Operator.Id | Plant.State | Census.Region | NERC.Region | Reserved | NAICS.Code | EIA.Sector.Number | Sector.Name | Reported.Prime.Mover | Reported.Fuel.Type.Code | AER.Fuel.Type.Code | Reserved.1 | Reserved.2 | Physical.Unit.Label | Quantity.January | Quantity.February | Quantity.March | Quantity.April | Quantity.May | Quantity.June | Quantity.July | Quantity.August | Quantity.September | Quantity.October | Quantity.November | Quantity.December | Elec_Quantity.January | Elec_Quantity.February | Elec_Quantity.March | Elec_Quantity.April | Elec_Quantity.May | Elec_Quantity.June | Elec_Quantity.July | Elec_Quantity.August | Elec_Quantity.September | Elec_Quantity.October | Elec_Quantity.November | Elec_Quantity.December | MMBtuPer_Unit.January | MMBtuPer_Unit.February | MMBtuPer_Unit.March | MMBtuPer_Unit.April | MMBtuPer_Unit.May | MMBtuPer_Unit.June | MMBtuPer_Unit.July | MMBtuPer_Unit.August | MMBtuPer_Unit.September | MMBtuPer_Unit.October | MMBtuPer_Unit.November | MMBtuPer_Unit.December | Tot_MMBtu.January | Tot_MMBtu.February | Tot_MMBtu.March | Tot_MMBtu.April | Tot_MMBtu.May | Tot_MMBtu.June | Tot_MMBtu.July | Tot_MMBtu.August | Tot_MMBtu.September | Tot_MMBtu.October | Tot_MMBtu.November | Tot_MMBtu.December | Elec_MMBtu.January | Elec_MMBtu.February | Elec_MMBtu.March | Elec_MMBtu.April | Elec_MMBtu.May | Elec_MMBtu.June | Elec_MMBtu.July | Elec_MMBtu.August | Elec_MMBtu.September | Elec_MMBtu.October | Elec_MMBtu.November | Elec_MMBtu.December | Netgen.January | Netgen.February | Netgen.March | Netgen.April | Netgen.May | Netgen.June | Netgen.July | Netgen.August | Netgen.September | Netgen.October | Netgen.November | Netgen.December | Total.Fuel.Consumption.Quantity | Electric.Fuel.Consumption.Quantity | Total.Fuel.Consumption.MMBtu | Elec.Fuel.Consumption.MMBtu | Net.Generation..Megawatthours. | YEAR | missingData
| 1239 | N | . | Riverton | Empire District Electric Co | 5860 | KS | WNC | SPP |  | 22 | 1 | Electric Utility | CT | NG | NG |  |  | mcf | 0 | 0 | 0 | 0 | 0 | 0 | 0 | 0 | 0 | 0 | 0 | 0 | 0 | 0 | 0 | 0 | 0 | 0 | 0 | 0 | 0 | 0 | 0 | 0 | 0 | 0 | 0 | 0 | 0 | 0 | 0 | 0 | 0 | 0 | 0 | 0 | 0 | 0 | 0 | 0 | 0 | 0 | 0 | 0 | 0 | 0 | 0 | 0 | 0 | 0 | 0 | 0 | 0 | 0 | 0 | 0 | 0 | 0 | 0 | 0 | 0 | 0 | 0 | 0 | 0 | 0 | 0 | 0 | 0 | 0 | 0 | 0 | 0 | 0 | 0 | 0 | 0 | 2015 | 0
| 1239 | N | . | Riverton | Empire District Electric Co | 5860 | KS | WNC | SPP |  | 22 | 1 | Electric Utility | GT | BIT | COL |  |  | short tons | 0 | 0 | 0 | 0 | 0 | 0 | 0 | 0 | 0 | 0 | 0 | 0 | 0 | 0 | 0 | 0 | 0 | 0 | 0 | 0 | 0 | 0 | 0 | 0 | 0 | 0 | 0 | 0 | 0 | 0 | 0 | 0 | 0 | 0 | 0 | 0 | 0 | 0 | 0 | 0 | 0 | 0 | 0 | 0 | 0 | 0 | 0 | 0 | 0 | 0 | 0 | 0 | 0 | 0 | 0 | 0 | 0 | 0 | 0 | 0 | 0 | 0 | 0 | 0 | 0 | 0 | 0 | 0 | 0 | 0 | 0 | 0 | 0 | 0 | 0 | 0 | 0 | 2015 | 60
| 1239 | N | . | Riverton | Empire District Electric Co | 5860 | KS | WNC | SPP |  | 22 | 1 | Electric Utility | GT | DFO | DFO |  |  | barrels | 0 | 0 | 0 | 0 | 0 | 0 | 0 | 0 | 0 | 0 | 0 | 0 | 0 | 0 | 0 | 0 | 0 | 0 | 0 | 0 | 0 | 0 | 0 | 0 | 0 | 0 | 0 | 0 | 0 | 0 | 0 | 0 | 0 | 0 | 0 | 0 | 0 | 0 | 0 | 0 | 0 | 0 | 0 | 0 | 0 | 0 | 0 | 0 | 0 | 0 | 0 | 0 | 0 | 0 | 0 | 0 | 0 | 0 | 0 | 0 | 0 | 0 | 0 | 0 | 0 | 0 | 0 | 0 | 0 | 0 | 0 | 0 | 0 | 0 | 0 | 0 | 0 | 2015 | 0
| 1239 | N | . | Riverton | Empire District Electric Co | 5860 | KS | WNC | SPP |  | 22 | 1 | Electric Utility | GT | NG | NG |  |  | mcf | 191601 | 168618 | 80316 | 80369 | 58762 | 190478 | 177354 | 169819 | 68940 | 0 | 35087 | 0 | 191601 | 168618 | 80316 | 80369 | 58762 | 190478 | 177354 | 169819 | 68940 | 0 | 35087 | 0 | 1.038 | 1.039 | 1.033 | 1.038 | 1.039 | 1.047 | 1.056 | 1.05 | 1.054 | 0 | 1.042 | 0 | 198882 | 175194 | 82966 | 83423 | 61054 | 199430 | 187286 | 178310 | 72663 | 0 | 36561 | 0 | 198882 | 175194 | 82966 | 83423 | 61054 | 199430 | 187286 | 178310 | 72663 | 0 | 36561 | 0 | 17730 | 15402 | 6889 | 7047 | 4896 | 17175 | 16281 | 15174 | 6317 | -22 | 1556 | 0 | 1221344 | 1221344 | 1275769 | 1275769 | 108445 | 2015 | 0
| 1239 | N | . | Riverton | Empire District Electric Co | 5860 | KS | WNC | SPP |  | 22 | 1 | Electric Utility | GT | PC | PC |  |  | short tons | 0 | 0 | 0 | 0 | 0 | 0 | 0 | 0 | 0 | 0 | 0 | 0 | 0 | 0 | 0 | 0 | 0 | 0 | 0 | 0 | 0 | 0 | 0 | 0 | 0 | 0 | 0 | 0 | 0 | 0 | 0 | 0 | 0 | 0 | 0 | 0 | 0 | 0 | 0 | 0 | 0 | 0 | 0 | 0 | 0 | 0 | 0 | 0 | 0 | 0 | 0 | 0 | 0 | 0 | 0 | 0 | 0 | 0 | 0 | 0 | 0 | 0 | 0 | 0 | 0 | 0 | 0 | 0 | 0 | 0 | 0 | 0 | 0 | 0 | 0 | 0 | 0 | 2015 | 60
| 1239 | N | . | Riverton | Empire District Electric Co | 5860 | KS | WNC | SPP |  | 22 | 1 | Electric Utility | GT | SUB | COL |  |  | short tons | 0 | 0 | 0 | 0 | 0 | 0 | 0 | 0 | 0 | 0 | 0 | 0 | 0 | 0 | 0 | 0 | 0 | 0 | 0 | 0 | 0 | 0 | 0 | 0 | 0 | 0 | 0 | 0 | 0 | 0 | 0 | 0 | 0 | 0 | 0 | 0 | 0 | 0 | 0 | 0 | 0 | 0 | 0 | 0 | 0 | 0 | 0 | 0 | 0 | 0 | 0 | 0 | 0 | 0 | 0 | 0 | 0 | 0 | 0 | 0 | 0 | 0 | 0 | 0 | 0 | 0 | 0 | 0 | 0 | 0 | 0 | 0 | 0 | 0 | 0 | 0 | 0 | 2015 | 60
| 1239 | N | . | Riverton | Empire District Electric Co | 5860 | KS | WNC | SPP |  | 22 | 1 | Electric Utility | ST | BIT | COL |  |  | short tons | 0 | 0 | 0 | 0 | 0 | 0 | 0 | 0 | 0 | 0 | 0 | 0 | 0 | 0 | 0 | 0 | 0 | 0 | 0 | 0 | 0 | 0 | 0 | 0 | 0 | 0 | 0 | 0 | 0 | 0 | 0 | 0 | 0 | 0 | 0 | 0 | 0 | 0 | 0 | 0 | 0 | 0 | 0 | 0 | 0 | 0 | 0 | 0 | 0 | 0 | 0 | 0 | 0 | 0 | 0 | 0 | 0 | 0 | 0 | 0 | 0 | 0 | 0 | 0 | 0 | 0 | 0 | 0 | 0 | 0 | 0 | 0 | 0 | 0 | 0 | 0 | 0 | 2015 | 36
| 1239 | N | . | Riverton | Empire District Electric Co | 5860 | KS | WNC | SPP |  | 22 | 1 | Electric Utility | ST | NG | NG |  |  | mcf | 636 | 2 | 3 | 0 | 0 | 0 | 0 | 0 | 0 | 0 | 0 | 0 | 636 | 2 | 3 | 0 | 0 | 0 | 0 | 0 | 0 | 0 | 0 | 0 | 1.038 | 1 | 1.036 | 0 | 0 | 0 | 0 | 0 | 0 | 0 | 0 | 0 | 660 | 2 | 3 | 0 | 0 | 0 | 0 | 0 | 0 | 0 | 0 | 0 | 660 | 2 | 3 | 0 | 0 | 0 | 0 | 0 | 0 | 0 | 0 | 0 | -596 | -485 | -454 | -271 | -265 | 0 | 0 | 0 | 0 | 0 | 0 | 0 | 641 | 641 | 665 | 665 | -2071 | 2015 | 36
| 1239 | N | . | Riverton | Empire District Electric Co | 5860 | KS | WNC | SPP |  | 22 | 1 | Electric Utility | ST | PC | PC |  |  | short tons | 0 | 0 | 0 | 0 | 0 | 0 | 0 | 0 | 0 | 0 | 0 | 0 | 0 | 0 | 0 | 0 | 0 | 0 | 0 | 0 | 0 | 0 | 0 | 0 | 0 | 0 | 0 | 0 | 0 | 0 | 0 | 0 | 0 | 0 | 0 | 0 | 0 | 0 | 0 | 0 | 0 | 0 | 0 | 0 | 0 | 0 | 0 | 0 | 0 | 0 | 0 | 0 | 0 | 0 | 0 | 0 | 0 | 0 | 0 | 0 | 0 | 0 | 0 | 0 | 0 | 0 | 0 | 0 | 0 | 0 | 0 | 0 | 0 | 0 | 0 | 0 | 0 | 2015 | 36
| 1239 | N | . | Riverton | Empire District Electric Co | 5860 | KS | WNC | SPP |  | 22 | 1 | Electric Utility | ST | SUB | COL |  |  | short tons | 0 | 0 | 0 | 0 | 0 | 0 | 0 | 0 | 0 | 0 | 0 | 0 | 0 | 0 | 0 | 0 | 0 | 0 | 0 | 0 | 0 | 0 | 0 | 0 | 0 | 0 | 0 | 0 | 0 | 0 | 0 | 0 | 0 | 0 | 0 | 0 | 0 | 0 | 0 | 0 | 0 | 0 | 0 | 0 | 0 | 0 | 0 | 0 | 0 | 0 | 0 | 0 | 0 | 0 | 0 | 0 | 0 | 0 | 0 | 0 | 0 | 0 | 0 | 0 | 0 | 0 | 0 | 0 | 0 | 0 | 0 | 0 | 0 | 0 | 0 | 0 | 0 | 2015 | 36
FuelHeatByLine |  |  |  | 2015
| Plant.Code | Boiler.ID | bogen | Reported.Prime.Mover_bf.923 | Reported.Fuel.Type.Code | Fuel.Heat.January | Fuel.Heat.February | Fuel.Heat.March | Fuel.Heat.April | Fuel.Heat.May | Fuel.Heat.June | Fuel.Heat.July | Fuel.Heat.August | Fuel.Heat.September | Fuel.Heat.October | Fuel.Heat.November | Fuel.Heat.December | YEAR
| 1239 | 40 | 1239^5 | ST | SUB | 0 | 0 | 0 | 0 | 0 | 0 | 0 | 0 | 0 | 0 | 0 | 0 | 2015
| 1239 | 40 | 1239^5 | ST | PC | 0 | 0 | 0 | 0 | 0 | 0 | 0 | 0 | 0 | 0 | 0 | 0 | 2015
| 1239 | 40 | 1239^5 | ST | NG | 660.168 | 2 | 3.108 | 0 | 0 | 0 | 0 | 0 | 0 | 0 | 0 | 0 | 2015
| 1239 | 40 | 1239^5 | ST | BIT | 0 | 0 | 0 | 0 | 0 | 0 | 0 | 0 | 0 | 0 | 0 | 0 | 2015
NetGenByLine |  |  |  | 2015
| Plant.Code | Generator.ID | bogen | Reported.Prime.Mover | Net.Generation.Year.To.Date | Net.Generation.January | Net.Generation.February | Net.Generation.March | Net.Generation.April | Net.Generation.May | Net.Generation.June | Net.Generation.July | Net.Generation.August | Net.Generation.September | Net.Generation.October | Net.Generation.November | Net.Generation.December | YEAR
| 1239 | 8 | 1239^5 | ST | -2071 | -596 | -485 | -454 | -271 | -265 | 0 | 0 | 0 | 0 | 0 | 0 | 0 | 2015
FuelHeatByBoilerID |  |  |  | 2015
| Plant.Code | Boiler.ID | bogen | Reported.Prime.Mover_bf.923 | flagFuelHeat | Boiler.ID.Total.Fuel.Heat.January | Boiler.ID.Total.Fuel.Heat.February | Boiler.ID.Total.Fuel.Heat.March | Boiler.ID.Total.Fuel.Heat.April | Boiler.ID.Total.Fuel.Heat.May | Boiler.ID.Total.Fuel.Heat.June | Boiler.ID.Total.Fuel.Heat.July | Boiler.ID.Total.Fuel.Heat.August | Boiler.ID.Total.Fuel.Heat.September | Boiler.ID.Total.Fuel.Heat.October | Boiler.ID.Total.Fuel.Heat.November | Boiler.ID.Total.Fuel.Heat.December | YEAR
| 1239 | 40 | 1239^5 | ST | 0 | 660.168 | 2 | 3.108 | 0 | 0 | 0 | 0 | 0 | 0 | 0 | 0 | 0 | 2015
NetGenByGeneratorID |  |  |  | 2015
| Plant.Code | Generator.ID | bogen | Reported.Prime.Mover_923 | Net.Generation.mwh | Generator.ID.Total.Net.Generation.January | Generator.ID.Total.Net.Generation.February | Generator.ID.Total.Net.Generation.March | Generator.ID.Total.Net.Generation.April | Generator.ID.Total.Net.Generation.May | Generator.ID.Total.Net.Generation.June | Generator.ID.Total.Net.Generation.July | Generator.ID.Total.Net.Generation.August | Generator.ID.Total.Net.Generation.September | Generator.ID.Total.Net.Generation.October | Generator.ID.Total.Net.Generation.November | Generator.ID.Total.Net.Generation.December | YEAR
| 1239 | 8 | 1239^5 | ST | -2071 | -596 | -485 | -454 | -271 | -265 | 0 | 0 | 0 | 0 | 0 | 0 | 0 | 2015
FuelHeatByBogen |  |  |  | 2015
| Plant.Code | blankCol | bogen | Reported.Prime.Mover_bf.923 | flagFuelHeat | Bogen.Total.Fuel.Heat.January | Bogen.Total.Fuel.Heat.February | Bogen.Total.Fuel.Heat.March | Bogen.Total.Fuel.Heat.April | Bogen.Total.Fuel.Heat.May | Bogen.Total.Fuel.Heat.June | Bogen.Total.Fuel.Heat.July | Bogen.Total.Fuel.Heat.August | Bogen.Total.Fuel.Heat.September | Bogen.Total.Fuel.Heat.October | Bogen.Total.Fuel.Heat.November | Bogen.Total.Fuel.Heat.December | YEAR
| 1239 |  | 1239^3 |  |  | 0 | 0 | 0 | 0 | 0 | 0 | 0 | 0 | 0 | 0 | 0 | 0 | 2015
| 1239 |  | 1239^5 | ST | 0 | 660.168 | 2 | 3.108 | 0 | 0 | 0 | 0 | 0 | 0 | 0 | 0 | 0 | 2015
NetGenByBogen |  |  |  | 2015
| Plant.Code | blankCol | bogen | Reported.Prime.Mover_923 | Net.Generation.mwh | Bogen.Total.Net.Generation.January | Bogen.Total.Net.Generation.February | Bogen.Total.Net.Generation.March | Bogen.Total.Net.Generation.April | Bogen.Total.Net.Generation.May | Bogen.Total.Net.Generation.June | Bogen.Total.Net.Generation.July | Bogen.Total.Net.Generation.August | Bogen.Total.Net.Generation.September | Bogen.Total.Net.Generation.October | Bogen.Total.Net.Generation.November | Bogen.Total.Net.Generation.December | YEAR
| 1239 |  | 1239^3 |  |  | 0 | 0 | 0 | 0 | 0 | 0 | 0 | 0 | 0 | 0 | 0 | 0 | 2015
| 1239 |  | 1239^5 | ST | -2071 | -596 | -485 | -454 | -271 | -265 | 0 | 0 | 0 | 0 | 0 | 0 | 0 | 2015
ThermalEfficiencyByBogen |  |  |  | 2015
| Plant.Code | blankCol | bogen | Reported.Prime.Mover_923 | Net.Generation.mwh | ThermalEfficiency.January | ThermalEfficiency.February | ThermalEfficiency.March | ThermalEfficiency.April | ThermalEfficiency.May | ThermalEfficiency.June | ThermalEfficiency.July | ThermalEfficiency.August | ThermalEfficiency.September | ThermalEfficiency.October | ThermalEfficiency.November | ThermalEfficiency.December | YEAR
| 1239 |  | 1239^3 |  |  | 0 | 0 | 0 | 0 | 0 | 0 | 0 | 0 | 0 | 0 | 0 | 0 | 2015
| 1239 |  | 1239^5 | ST | -2071 | -3.0805 | -827.4439 | -498.4271 | 0 | 0 | 0 | 0 | 0 | 0 | 0 | 0 | 0 | 2015

## 1271
2015 | Plant.Code | orig_bogencoo.key | auto_bogencoo.key | combogencoo_cool_type_key | EIA_BocooAssoc | EIA_CoolingEnviroEquip | orig_sheet3_key | auto_sheet3_flags | auto_sheet3_key | orig_sheet4_key | auto_sheet4_flags | auto_sheet4_key | EIA_associationTable | generator.data.860 | retiredGenerators.860 | Boiler_InfoDesign_Parameters.860 | boilerFuelData_923 | generation.data.923 | page1GenFuelData.923 | FuelHeatByLine | NetGenByLine | FuelHeatByBoilerID | NetGenByGeneratorID | FuelHeatByBogen | NetGenByBogen | ThermalEfficiencyByBogen
| 1271 | 2 | 2 | 2 | 0 | 0 | 2 | 2 | 2 | 2 | 2 | 2 | 2 | 4 | 0 | 2 | 2 | 2 | 2 | 2 | 2 | 2 | 2 | 2 | 2 | 2
orig_bogencoo.key |  |  |  | 2015
| combogen | combogencoo | Plant.Code
| combogen^1271^1 | combogencoo^1271^1 | 1271
| combogen^1271^2 | combogencoo^1271^2 | 1271
auto_bogencoo.key |  |  |  | 2015
manualEdit | manualBogenEdit | Plant.Code | Bogen | combogen | combogencoo | Boiler.ID | Unit.Code | bga.source | Boiler.ID.Total.Fuel.Heat.January | PlantLine.Total.Fuel.Heat.January | flagNG_no_FH_January | flagFH_no_NG_January | flagFuelHeat_January | Boiler.ID.Total.Fuel.Heat.February | PlantLine.Total.Fuel.Heat.February | flagNG_no_FH_February | flagFH_no_NG_February | flagFuelHeat_February | Boiler.ID.Total.Fuel.Heat.March | PlantLine.Total.Fuel.Heat.March | flagNG_no_FH_March | flagFH_no_NG_March | flagFuelHeat_March | Boiler.ID.Total.Fuel.Heat.April | PlantLine.Total.Fuel.Heat.April | flagNG_no_FH_April | flagFH_no_NG_April | flagFuelHeat_April | Boiler.ID.Total.Fuel.Heat.May | PlantLine.Total.Fuel.Heat.May | flagNG_no_FH_May | flagFH_no_NG_May | flagFuelHeat_May | Boiler.ID.Total.Fuel.Heat.June | PlantLine.Total.Fuel.Heat.June | flagNG_no_FH_June | flagFH_no_NG_June | flagFuelHeat_June | Boiler.ID.Total.Fuel.Heat.July | PlantLine.Total.Fuel.Heat.July | flagNG_no_FH_July | flagFH_no_NG_July | flagFuelHeat_July | Boiler.ID.Total.Fuel.Heat.August | PlantLine.Total.Fuel.Heat.August | flagNG_no_FH_August | flagFH_no_NG_August | flagFuelHeat_August | Boiler.ID.Total.Fuel.Heat.September | PlantLine.Total.Fuel.Heat.September | flagNG_no_FH_September | flagFH_no_NG_September | flagFuelHeat_September | Boiler.ID.Total.Fuel.Heat.October | PlantLine.Total.Fuel.Heat.October | flagNG_no_FH_October | flagFH_no_NG_October | flagFuelHeat_October | Boiler.ID.Total.Fuel.Heat.November | PlantLine.Total.Fuel.Heat.November | flagNG_no_FH_November | flagFH_no_NG_November | flagFuelHeat_November | Boiler.ID.Total.Fuel.Heat.December | PlantLine.Total.Fuel.Heat.December | flagNG_no_FH_December | flagFH_no_NG_December | flagFuelHeat_December | missing.from.923 | flagBoiler.ID_assoc | orig_Boiler.ID_assoc | orig_Boiler.ID_bf.923 | flagBoiler.ID_bf.923 | missing.bf.923 | Reported.Prime.Mover_bf.923 | Reported.Prime.Mover_923 | Reported.Prime.Mover_860 | Reported.Fuel.Type.Code | Technology | Energy.Source.1 | unmapped_but_in_923 | unmapped | Orphan.Boiler | Boiler.Status | Boiler.Retirement.Year | Boiler.Retirement.Month | flag_BoilerRetired | flag_Boiler.Status | Boiler.ID.NotIn.Assoc | missingPlant.assoc | missingPlant.boilerDesignData.860 | missingPlant.generation.data.923 | missingPlant.boilerFuelData.923 | Reported.Prime.Mover_page1 | flag.ST.missing.bf.923 | flag.CACT.missingPair | flag_923bogenCTonly | flag.NGCC.badFuel | flag.ST.missing.bf.923.unmapped | flag_RPM | flag_floatingGen | flagFuelHeat | flag_STassoc_CT_CS_CA | flag_CSassociation | countFlags | YEAR | plant_bo | plant_bo_bf.923 | plant_bo_assoc | Utility.ID | Utility.Name | Plant.Name | Cooling.ID | Steam.Plant.Type | flagBoiler.ID_bocoo | orig_Boiler.ID_bocoo | manualBogenEditFileName | manualBogenEditDateTime
0 | 0 | 1271 | 1271^3 | combogen^1271^3 |  | 4 | none | eia860.org | 11345.46 |  | 0 | 0 | 0 | 14816.52 |  | 0 | 0 | 0 | 10831.38 |  | 0 | 0 | 0 | 30430.68 |  | 0 | 0 | 0 | 2043.06 |  | 0 | 0 | 0 | 30954.96 |  | 0 | 0 | 0 | 43653.96 |  | 0 | 0 | 0 | 30940.68 |  | 0 | 0 | 0 | 20262.3 |  | 0 | 0 | 0 | 18682.32 |  | 0 | 0 | 0 | 12311.4 |  | 0 | 0 | 0 | 5842.56 |  | 0 | 0 | 0 | FALSE | removeChar | 4 | 4 | removeChar | FALSE | ST | ST | ST | NG | Natural Gas Steam Turbine | NG | FALSE | FALSE | FALSE | OP |  |  |  | 0 | 0 | FALSE | FALSE | FALSE | FALSE |  | 0 | FALSE | FALSE | 0 | 0 |  | 0 | 0 | 0 | 0 | 2 | 2015 | 1271^4 | 1271^4 | 1271^4
0 | 0 | 1271 | 1271^4 | combogen^1271^4 |  | 5 | none | eia860.org | 14.28 |  | 0 | 0 | 0 | 0 |  | 0 | 0 | 0 | 12.24 |  | 0 | 0 | 0 | 4368.66 |  | 0 | 0 | 0 | 124.44 |  | 0 | 0 | 0 | 0 |  | 0 | 0 | 0 | 7499.04 |  | 0 | 0 | 0 | 5714.04 |  | 0 | 0 | 0 | 5325.42 |  | 0 | 0 | 0 | 0 |  | 0 | 0 | 0 | 1999.2 |  | 0 | 0 | 0 | 0 |  | 0 | 0 | 0 | FALSE | removeChar | 5 | 5 | removeChar | FALSE | ST | ST | ST | NG | Natural Gas Steam Turbine | NG | FALSE | FALSE | FALSE | OP |  |  |  | 0 | 0 | FALSE | FALSE | FALSE | FALSE |  | 0 | FALSE | FALSE | 0 | 0 |  | 0 | 0 | 0 | 0 | 2 | 2015 | 1271^5 | 1271^5 | 1271^5
combogencoo_cool_type_key |  |  |  | 2015
manualEdit | Plant.Code | bogencoo | LAKE..OF..OC..RC. | RIVER..OF. | POND..OC..RC. | TOWER..RF..RI..RN. | DC | OS
0 | 1271 | combogencoo^1271^1 |  |  |  | 1
0 | 1271 | combogencoo^1271^2 |  |  |  | 1
EIA_BocooAssoc |  |  |  | 2015
| Utility.ID | Utility.Name | Plant.Code | Plant.Name | Boiler.ID | Cooling.ID | Steam.Plant.Type
EIA_CoolingEnviroEquip |  |  |  | 2015
| Utility.ID | Utility.Name | Plant.Code | Plant.Name | State | Cooling.ID | Cooling.Status | Inservice.Month | Inservice.Year | Cooling.Type.1 | Cooling.Type.2 | Cooling.Type.3 | Cooling.Type.4 | Percent.Dry.Cooling | Cooling.Water.Source | Cooling.Water.Discharge | Water.Source.Code | Water.Type.Code | Intake.Rate.at.100...Gallons.per.Minute. | Chlorine.Inservice.Month | Chlorine.Inservice.Year | Pond.Inservice.Month | Pond.Inservice.Year | Pond.Surface.Area..Acres. | Pond.Volume..Acre.Feet. | Tower.Inservice.Month | Tower.Inservice.Year | Tower.Type.1 | Tower.Type.2 | Tower.Type.3 | Tower.Type.4 | Tower.Water.Rate..Gallons.per.Minute. | Power.Requirement..MW. | Cost.Total..Thousand.Dollars. | Cost.Ponds..Thousand.Dollars. | Cost.Towers..Thousand.Dollars. | Cost.Chlorine.Equipment..Thousand.Dollars. | Intake.Distance.Shore..Feet. | Outlet.Distance.Shore..Feet. | Intake.Distance.Surface..Feet. | Outlet.Distance.Surface..Feet. | Steam.Plant.Type
orig_sheet3_key |  |  |  | 2015
| plant_bo | bogen | Plant.Code
| 1271^4 | 1271^1 | 1271
| 1271^5 | 1271^2 | 1271
auto_sheet3_flags |  |  |  | 2015
| Plant.Code | plant_bo | bogen | missing.from.923 | unmapped_but_in_923 | unmapped | Orphan.Boiler | Boiler.Status | Boiler.ID.NotIn.Assoc | missingPlant.assoc | missingPlant.boilerDesignData.860 | missingPlant.generation.data.923 | missingPlant.boilerFuelData.923 | flag.CACT.missingPair | missing.bf.923 | flag.ST.missing.bf.923 | flag.ST.missing.bf.923.unmapped | flag_RPM | flag_floatingGen | flag_BoilerRetired | flag_Boiler.Status | flag_923bogenCTonly | flagFuelHeat | flag_STassoc_CT_CS_CA | flag_CSassociation | flagFH_no_NG_January | flagNG_no_FH_January | flagFuelHeat_January | flagFH_no_NG_February | flagNG_no_FH_February | flagFuelHeat_February | flagFH_no_NG_March | flagNG_no_FH_March | flagFuelHeat_March | flagFH_no_NG_April | flagNG_no_FH_April | flagFuelHeat_April | flagFH_no_NG_May | flagNG_no_FH_May | flagFuelHeat_May | flagFH_no_NG_June | flagNG_no_FH_June | flagFuelHeat_June | flagFH_no_NG_July | flagNG_no_FH_July | flagFuelHeat_July | flagFH_no_NG_August | flagNG_no_FH_August | flagFuelHeat_August | flagFH_no_NG_September | flagNG_no_FH_September | flagFuelHeat_September | flagFH_no_NG_October | flagNG_no_FH_October | flagFuelHeat_October | flagFH_no_NG_November | flagNG_no_FH_November | flagFuelHeat_November | flagFH_no_NG_December | flagNG_no_FH_December | flagFuelHeat_December | flag_ManualPlant | flag_MisMatch
| 1271 | 1271^4 | 1271^3 | 0 | 0 | 0 | 0 | 0 | 0 | 0 | 0 | 0 | 0 | 0 | 0 | 0 | 0 | 0 | 0 | 0 | 0 | 0 | 0 | 0 | 0 | 0 | 0 | 0 | 0 | 0 | 0 | 0 | 0 | 0 | 0 | 0 | 0 | 0 | 0 | 0 | 0 | 0 | 0 | 0 | 0 | 0 | 0 | 0 | 0 | 0 | 0 | 0 | 0 | 0 | 0 | 0 | 0 | 0 | 0 | 0 | 0 | 0 | 1
| 1271 | 1271^5 | 1271^4 | 0 | 0 | 0 | 0 | 0 | 0 | 0 | 0 | 0 | 0 | 0 | 0 | 0 | 0 | 0 | 0 | 0 | 0 | 0 | 0 | 0 | 0 | 0 | 0 | 0 | 0 | 0 | 0 | 0 | 0 | 0 | 0 | 0 | 0 | 0 | 0 | 0 | 0 | 0 | 0 | 0 | 0 | 0 | 0 | 0 | 0 | 0 | 0 | 0 | 0 | 0 | 0 | 0 | 0 | 0 | 0 | 0 | 0 | 0 | 1
auto_sheet3_key |  |  |  | 2015
manualBogenEdit | Plant.Code | bogen | Boiler.ID | Unit.Code | bga.source | Boiler.ID.Total.Fuel.Heat.January | PlantLine.Total.Fuel.Heat.January | flagNG_no_FH_January | flagFH_no_NG_January | flagFuelHeat_January | Boiler.ID.Total.Fuel.Heat.February | PlantLine.Total.Fuel.Heat.February | flagNG_no_FH_February | flagFH_no_NG_February | flagFuelHeat_February | Boiler.ID.Total.Fuel.Heat.March | PlantLine.Total.Fuel.Heat.March | flagNG_no_FH_March | flagFH_no_NG_March | flagFuelHeat_March | Boiler.ID.Total.Fuel.Heat.April | PlantLine.Total.Fuel.Heat.April | flagNG_no_FH_April | flagFH_no_NG_April | flagFuelHeat_April | Boiler.ID.Total.Fuel.Heat.May | PlantLine.Total.Fuel.Heat.May | flagNG_no_FH_May | flagFH_no_NG_May | flagFuelHeat_May | Boiler.ID.Total.Fuel.Heat.June | PlantLine.Total.Fuel.Heat.June | flagNG_no_FH_June | flagFH_no_NG_June | flagFuelHeat_June | Boiler.ID.Total.Fuel.Heat.July | PlantLine.Total.Fuel.Heat.July | flagNG_no_FH_July | flagFH_no_NG_July | flagFuelHeat_July | Boiler.ID.Total.Fuel.Heat.August | PlantLine.Total.Fuel.Heat.August | flagNG_no_FH_August | flagFH_no_NG_August | flagFuelHeat_August | Boiler.ID.Total.Fuel.Heat.September | PlantLine.Total.Fuel.Heat.September | flagNG_no_FH_September | flagFH_no_NG_September | flagFuelHeat_September | Boiler.ID.Total.Fuel.Heat.October | PlantLine.Total.Fuel.Heat.October | flagNG_no_FH_October | flagFH_no_NG_October | flagFuelHeat_October | Boiler.ID.Total.Fuel.Heat.November | PlantLine.Total.Fuel.Heat.November | flagNG_no_FH_November | flagFH_no_NG_November | flagFuelHeat_November | Boiler.ID.Total.Fuel.Heat.December | PlantLine.Total.Fuel.Heat.December | flagNG_no_FH_December | flagFH_no_NG_December | flagFuelHeat_December | missing.from.923 | flagBoiler.ID_assoc | orig_Boiler.ID_assoc | orig_Boiler.ID_bf.923 | flagBoiler.ID_bf.923 | missing.bf.923 | Reported.Prime.Mover_bf.923 | Reported.Prime.Mover_923 | Reported.Prime.Mover_860 | Reported.Fuel.Type.Code | Technology | Energy.Source.1 | unmapped_but_in_923 | unmapped | Orphan.Boiler | Boiler.Status | Boiler.Retirement.Year | Boiler.Retirement.Month | flag_BoilerRetired | flag_Boiler.Status | Boiler.ID.NotIn.Assoc | missingPlant.assoc | missingPlant.boilerDesignData.860 | missingPlant.generation.data.923 | missingPlant.boilerFuelData.923 | Reported.Prime.Mover_page1 | flag.ST.missing.bf.923 | flag.CACT.missingPair | flag_923bogenCTonly | flag.NGCC.badFuel | flag.ST.missing.bf.923.unmapped | flag_RPM | flag_floatingGen | flagFuelHeat | flag_STassoc_CT_CS_CA | flag_CSassociation | countFlags | YEAR | plant_bo | plant_bo_bf.923 | plant_bo_assoc | manualBogenEditFileName | manualBogenEditDateTime
0 | 1271 | 1271^3 | 4 | none | eia860.org | 11345.46 |  | 0 | 0 | 0 | 14816.52 |  | 0 | 0 | 0 | 10831.38 |  | 0 | 0 | 0 | 30430.68 |  | 0 | 0 | 0 | 2043.06 |  | 0 | 0 | 0 | 30954.96 |  | 0 | 0 | 0 | 43653.96 |  | 0 | 0 | 0 | 30940.68 |  | 0 | 0 | 0 | 20262.3 |  | 0 | 0 | 0 | 18682.32 |  | 0 | 0 | 0 | 12311.4 |  | 0 | 0 | 0 | 5842.56 |  | 0 | 0 | 0 | FALSE | removeChar | 4 | 4 | removeChar | FALSE | ST | ST | ST | NG | Natural Gas Steam Turbine | NG | FALSE | FALSE | FALSE | OP |  |  |  | 0 | 0 | FALSE | FALSE | FALSE | FALSE |  | 0 | FALSE | FALSE | 0 | 0 |  | 0 | 0 | 0 | 0 | 2 | 2015 | 1271^4 | 1271^4 | 1271^4
0 | 1271 | 1271^4 | 5 | none | eia860.org | 14.28 |  | 0 | 0 | 0 | 0 |  | 0 | 0 | 0 | 12.24 |  | 0 | 0 | 0 | 4368.66 |  | 0 | 0 | 0 | 124.44 |  | 0 | 0 | 0 | 0 |  | 0 | 0 | 0 | 7499.04 |  | 0 | 0 | 0 | 5714.04 |  | 0 | 0 | 0 | 5325.42 |  | 0 | 0 | 0 | 0 |  | 0 | 0 | 0 | 1999.2 |  | 0 | 0 | 0 | 0 |  | 0 | 0 | 0 | FALSE | removeChar | 5 | 5 | removeChar | FALSE | ST | ST | ST | NG | Natural Gas Steam Turbine | NG | FALSE | FALSE | FALSE | OP |  |  |  | 0 | 0 | FALSE | FALSE | FALSE | FALSE |  | 0 | FALSE | FALSE | 0 | 0 |  | 0 | 0 | 0 | 0 | 2 | 2015 | 1271^5 | 1271^5 | 1271^5
orig_sheet4_key |  |  |  | 2015
| plant_gen | bogen | Plant.Code
| 1271^7 | 1271^1 | 1271
| 1271^6 | 1271^2 | 1271
auto_sheet4_flags |  |  |  | 2015
| Plant.Code | plant_gen | bogen | missing.from.923 | Generator.Status | Orphan.Generator | unmapped_but_in_923 | unmapped | missingPlant.assoc | missingPlant.generator.data.860 | missingPlant.generation.data.923 | flag.CACT.missingPair | missing.bf.923 | missing.generation.data | flag.ST.missing.bf.923 | flag.ST.missing.bf.923.unmapped | flag_RPM | flag_floatingGen | flag_GeneratorRetired | flag_Generator.Status | flag_923bogenCTonly | flagFuelHeat | flag_STassoc_CT_CS_CA | flag_CSassociation | flagNetGenWithoutFuelHeat | flagFuelHeatWithoutNetGen | flagFH_no_NG_January | flagNG_no_FH_January | flagFuelHeat_January | flagFH_no_NG_February | flagNG_no_FH_February | flagFuelHeat_February | flagFH_no_NG_March | flagNG_no_FH_March | flagFuelHeat_March | flagFH_no_NG_April | flagNG_no_FH_April | flagFuelHeat_April | flagFH_no_NG_May | flagNG_no_FH_May | flagFuelHeat_May | flagFH_no_NG_June | flagNG_no_FH_June | flagFuelHeat_June | flagFH_no_NG_July | flagNG_no_FH_July | flagFuelHeat_July | flagFH_no_NG_August | flagNG_no_FH_August | flagFuelHeat_August | flagFH_no_NG_September | flagNG_no_FH_September | flagFuelHeat_September | flagFH_no_NG_October | flagNG_no_FH_October | flagFuelHeat_October | flagFH_no_NG_November | flagNG_no_FH_November | flagFuelHeat_November | flagFH_no_NG_December | flagNG_no_FH_December | flagFuelHeat_December | flag_ManualPlant | flag_MisMatch
| 1271 | 1271^6 | 1271^4 | 0 | 0 | 0 | 0 | 0 | 0 | 0 | 0 | 0 | 0 | 0 | 0 | 0 | 0 | 0 | 0 | 0 | 0 | 0 | 0 | 0 | 0 | 0 | 0 | 0 | 0 | 0 | 0 | 0 | 0 | 0 | 0 | 0 | 0 | 0 | 0 | 0 | 0 | 0 | 0 | 0 | 0 | 0 | 0 | 0 | 0 | 0 | 0 | 0 | 0 | 0 | 0 | 0 | 0 | 0 | 0 | 0 | 0 | 0 | 0 | 1
| 1271 | 1271^7 | 1271^3 | 0 | 0 | 0 | 0 | 0 | 0 | 0 | 0 | 0 | 0 | 0 | 0 | 0 | 0 | 0 | 0 | 0 | 0 | 0 | 0 | 0 | 0 | 0 | 0 | 0 | 0 | 0 | 0 | 0 | 0 | 0 | 0 | 0 | 0 | 0 | 0 | 0 | 0 | 0 | 0 | 0 | 0 | 0 | 0 | 0 | 0 | 0 | 0 | 0 | 0 | 0 | 0 | 0 | 0 | 0 | 0 | 0 | 0 | 0 | 0 | 1
auto_sheet4_key |  |  |  | 2015
manualBogenEdit | Plant.Code | Generator.ID | bogen | Unit.Code | bga.source | Net.Generation.mwh | Generator.ID.Total.Net.Generation.January | PlantLine.Total.Fuel.Heat.January | PlantLine.Total.Net.Generation.January | flagNG_no_FH_January | flagFH_no_NG_January | flagFuelHeat_January | Generator.ID.Total.Net.Generation.February | PlantLine.Total.Fuel.Heat.February | PlantLine.Total.Net.Generation.February | flagNG_no_FH_February | flagFH_no_NG_February | flagFuelHeat_February | Generator.ID.Total.Net.Generation.March | PlantLine.Total.Fuel.Heat.March | PlantLine.Total.Net.Generation.March | flagNG_no_FH_March | flagFH_no_NG_March | flagFuelHeat_March | Generator.ID.Total.Net.Generation.April | PlantLine.Total.Fuel.Heat.April | PlantLine.Total.Net.Generation.April | flagNG_no_FH_April | flagFH_no_NG_April | flagFuelHeat_April | Generator.ID.Total.Net.Generation.May | PlantLine.Total.Fuel.Heat.May | PlantLine.Total.Net.Generation.May | flagNG_no_FH_May | flagFH_no_NG_May | flagFuelHeat_May | Generator.ID.Total.Net.Generation.June | PlantLine.Total.Fuel.Heat.June | PlantLine.Total.Net.Generation.June | flagNG_no_FH_June | flagFH_no_NG_June | flagFuelHeat_June | Generator.ID.Total.Net.Generation.July | PlantLine.Total.Fuel.Heat.July | PlantLine.Total.Net.Generation.July | flagNG_no_FH_July | flagFH_no_NG_July | flagFuelHeat_July | Generator.ID.Total.Net.Generation.August | PlantLine.Total.Fuel.Heat.August | PlantLine.Total.Net.Generation.August | flagNG_no_FH_August | flagFH_no_NG_August | flagFuelHeat_August | Generator.ID.Total.Net.Generation.September | PlantLine.Total.Fuel.Heat.September | PlantLine.Total.Net.Generation.September | flagNG_no_FH_September | flagFH_no_NG_September | flagFuelHeat_September | Generator.ID.Total.Net.Generation.October | PlantLine.Total.Fuel.Heat.October | PlantLine.Total.Net.Generation.October | flagNG_no_FH_October | flagFH_no_NG_October | flagFuelHeat_October | Generator.ID.Total.Net.Generation.November | PlantLine.Total.Fuel.Heat.November | PlantLine.Total.Net.Generation.November | flagNG_no_FH_November | flagFH_no_NG_November | flagFuelHeat_November | Generator.ID.Total.Net.Generation.December | PlantLine.Total.Fuel.Heat.December | PlantLine.Total.Net.Generation.December | flagNG_no_FH_December | flagFH_no_NG_December | flagFuelHeat_December | missing.from.923 | orig_Generator.ID_923 | flagGenerator.ID_923 | orig_Generator.ID_860 | flagGenerator.ID_860 | flagGenerator.ID_assoc | orig_Generator.ID_assoc | missing.bf.923 | Reported.Prime.Mover_bf.923 | Reported.Prime.Mover_923 | Reported.Prime.Mover_860 | Reported.Fuel.Type.Code | Technology | Energy.Source.1 | Generator.Status | Orphan.Generator | unmapped_but_in_923 | unmapped | flag_Generator.Status | Generator.Retirement.Year | Generator.Retirement.Month | flag_GeneratorRetired | missingPlant.assoc | missingPlant.generator.data.860 | missingPlant.generation.data.923 | Reported.Prime.Mover_page1 | flag.ST.missing.bf.923 | flag.CACT.missingPair | flag_923bogenCTonly | flag.NGCC.badFuel | flag.ST.missing.bf.923.unmapped | flag_RPM | flag_floatingGen | flagNetGenWithoutFuelHeat | flagFuelHeatWithoutNetGen | flagFuelHeat | flag_STassoc_CT_CS_CA | flag_CSassociation | countFlags | YEAR | plant_gen | plant_gen.923 | plant_gen.860 | plant_gen_assoc | missing.generation.data | manualBogenEditFileName | manualBogenEditDateTime
0 | 1271 | 6 | 1271^4 | none | eia860.org | 1455 | 0 |  |  | 0 | 0 | 0 | 0 |  |  | 0 | 0 | 0 | 0 |  |  | 0 | 0 | 0 | 267 |  |  | 0 | 0 | 0 | 0 |  |  | 0 | 0 | 0 | 0 |  |  | 0 | 0 | 0 | 446 |  |  | 0 | 0 | 0 | 323 |  |  | 0 | 0 | 0 | 305 |  |  | 0 | 0 | 0 | 0 |  |  | 0 | 0 | 0 | 114 |  |  | 0 | 0 | 0 | 0 |  |  | 0 | 0 | 0 | FALSE | 6 | removeChar | 6 | removeChar | removeChar | 6 | FALSE | ST | ST | ST | NG | Natural Gas Steam Turbine | NG | OP | FALSE | FALSE | FALSE | 0 |  |  |  | FALSE | FALSE | FALSE |  | 0 | FALSE | FALSE | 0 | 0 |  | 0 | 0 | 0 | 0 | 0 | 0 | 2 | 2015 | 1271^6 | 1271^6 | 1271^6 | 1271^6 | FALSE
0 | 1271 | 7 | 1271^3 | none | eia860.org | 18454 | 881 |  |  | 0 | 0 | 0 | 1144 |  |  | 0 | 0 | 0 | 845 |  |  | 0 | 0 | 0 | 2394 |  |  | 0 | 0 | 0 | 164 |  |  | 0 | 0 | 0 | 2479 |  |  | 0 | 0 | 0 | 3481 |  |  | 0 | 0 | 0 | 2445 |  |  | 0 | 0 | 0 | 1610 |  |  | 0 | 0 | 0 | 1532 |  |  | 0 | 0 | 0 | 999 |  |  | 0 | 0 | 0 | 480 |  |  | 0 | 0 | 0 | FALSE | 7 | removeChar | 7 | removeChar | removeChar | 7 | FALSE | ST | ST | ST | NG | Natural Gas Steam Turbine | NG | OP | FALSE | FALSE | FALSE | 0 |  |  |  | FALSE | FALSE | FALSE |  | 0 | FALSE | FALSE | 0 | 0 |  | 0 | 0 | 0 | 0 | 0 | 0 | 2 | 2015 | 1271^7 | 1271^7 | 1271^7 | 1271^7 | FALSE
EIA_associationTable |  |  |  | 2015
| Utility.ID | Utility.Name | Plant.Code | Plant.Name | Boiler.ID | Generator.ID | Steam.Plant.Type
| 3892 | City of Coffeyville - (KS) | 1271 | Coffeyville | 5 | 6 | 2
| 3892 | City of Coffeyville - (KS) | 1271 | Coffeyville | 4 | 7 | 2
generator.data.860 |  |  |  | 2015
| Utility.ID | Utility.Name | Plant.Code | Plant.Name | State | County | Generator.ID | Technology | Prime.Mover | Unit.Code | Ownership | Duct.Burners | Can.Bypass.Heat.Recovery.Steam.Generator. | RTO.ISO.LMP.Node.Designation | RTO.ISO.Location.Designation.for.Reporting.Wholesale.Sales.Data.to.FERC | Nameplate.Capacity..MW. | Nameplate.Power.Factor | Summer.Capacity..MW. | Winter.Capacity..MW. | Minimum.Load..MW. | Uprate.or.Derate.Completed.During.Year | Month.Uprate.or.Derate.Completed | Year.Uprate.or.Derate.Completed | Status | Synchronized.to.Transmission.Grid | Operating.Month | Operating.Year | Planned.Retirement.Month | Planned.Retirement.Year | Associated.with.Combined.Heat.and.Power.System | Sector.Name | Sector | Topping.or.Bottoming | Energy.Source.1 | Energy.Source.2 | Energy.Source.3 | Energy.Source.4 | Energy.Source.5 | Energy.Source.6 | Startup.Source.1 | Startup.Source.2 | Startup.Source.3 | Startup.Source.4 | Solid.Fuel.Gasification.System. | Carbon.Capture.Technology. | Turbines..Inverters..or.Hydrokinetic.Buoys | Time.from.Cold.Shutdown.to.Full.Load | Fluidized.Bed.Technology. | Pulverized.Coal.Technology. | Stoker.Technology. | Other.Combustion.Technology. | Subcritical.Technology. | Supercritical.Technology. | Ultrasupercritical.Technology. | Planned.Net.Summer.Capacity.Uprate..MW. | Planned.Net.Winter.Capacity.Uprate..MW. | Planned.Uprate.Month | Planned.Uprate.Year | Planned.Net.Summer.Capacity.Derate..MW. | Planned.Net.Winter.Capacity.Derate..MW. | Planned.Derate.Month | Planned.Derate.Year | Planned.New.Prime.Mover | Planned.Energy.Source.1 | Planned.New.Nameplate.Capacity..MW. | Planned.Repower.Month | Planned.Repower.Year | Other.Planned.Modifications. | Other.Modifications.Month | Other.Modifications.Year | Cofire.Fuels. | Switch.Between.Oil.and.Natural.Gas.
| 3892 | City of Coffeyville - (KS) | 1271 | Coffeyville | KS | Montgomery | 1 | Petroleum Liquids | IC |  | S | X | X |  |  | 2 | 0.8 | 2 | 2 | 0.5 | N |  |  | OP | X | 4 | 2007 |  |  | N | Electric Utility | 1 | X | DFO | [9 empty] | N |  |  | 10M | [23 empty] | N | N
| 3892 | City of Coffeyville - (KS) | 1271 | Coffeyville | KS | Montgomery | 2 | Petroleum Liquids | IC |  | S | X | X |  |  | 2 | 0.8 | 2 | 2 | 0.5 | N |  |  | OP | X | 4 | 2007 |  |  | N | Electric Utility | 1 | X | DFO | [9 empty] | N |  |  | 10M | [23 empty] | N | N
| 3892 | City of Coffeyville - (KS) | 1271 | Coffeyville | KS | Montgomery | 6 | Natural Gas Steam Turbine | ST |  | S | X | X | GRDACOFFEYGRUN6 | GRDACOFFEYGRUN6 | 18.7 | 0.85 | 16 | 18.5 | 6 | N |  |  | OP | X | 8 | 1956 |  |  | N | Electric Utility | 1 | X | NG | [5 empty] | NG |  |  |  | N |  |  | 12H | [23 empty] | N | N
| 3892 | City of Coffeyville - (KS) | 1271 | Coffeyville | KS | Montgomery | 7 | Natural Gas Steam Turbine | ST |  | S | X | X | GRDACOFFEYGRUN7 | GRDACOFFEYGRUN7 | 40 | 0.9 | 37 | 38.2 | 9 | N |  |  | OP | X | 6 | 1973 |  |  | N | Electric Utility | 1 | X | NG | [5 empty] | NG |  |  |  | N |  |  | 12H | [23 empty] | N
retiredGenerators.860 |  |  |  | 2015
| Utility.ID | Utility.Name | Plant.Code | Plant.Name | State | County | Generator.ID | Technology | Prime.Mover | Unit.Code | Ownership | Duct.Burners | Can.Bypass.Heat.Recovery.Steam.Generator. | RTO.ISO.LMP.Node.Designation | RTO.ISO.Location.Designation.for.Reporting.Wholesale.Sales.Data.to.FERC | Nameplate.Capacity..MW. | Nameplate.Power.Factor | Summer.Capacity..MW. | Winter.Capacity..MW. | Minimum.Load..MW. | Uprate.or.Derate.Completed.During.Year | Month.Uprate.or.Derate.Completed | Year.Uprate.or.Derate.Completed | Status | Synchronized.to.Transmission.Grid | Operating.Month | Operating.Year | Retirement.Month | Retirement.Year | Associated.with.Combined.Heat.and.Power.System | Sector.Name | Sector | Topping.or.Bottoming | Energy.Source.1 | Energy.Source.2 | Energy.Source.3 | Energy.Source.4 | Energy.Source.5 | Energy.Source.6 | Startup.Source.1 | Startup.Source.2 | Startup.Source.3 | Startup.Source.4 | Solid.Fuel.Gasification.System. | Carbon.Capture.Technology. | Turbines..Inverters..or.Hydrokinetic.Buoys | Time.from.Cold.Shutdown.to.Full.Load | Fluidized.Bed.Technology. | Pulverized.Coal.Technology. | Stoker.Technology. | Other.Combustion.Technology. | Subcritical.Technology. | Supercritical.Technology. | Ultrasupercritical.Technology. | Cofire.Fuels. | Switch.Between.Oil.and.Natural.Gas.
Boiler_InfoDesign_Parameters.860 |  |  |  | 2015
| Utility.ID | Utility.Name | Plant.Code | Plant.Name | State | Boiler.ID | Boiler.Status | Type.of.Boiler | Inservice.Month | Inservice.Year | Retirement.Month | Retirement.Year | Firing.Type.1 | Firing.Type.2 | Firing.Type.3 | Max.Steam.Flow..Thousand.Pounds.per.Hour. | Firing.Rate.Using.Coal..0.1.Tons.per.Hour. | Firing.Rate.Using.Petroleum..0.1.Barrels.per.Hour. | Firing.Rate.Using.Gas..0.1.MCF.per.Hour. | Firing.Rate.Using.Other.Fuels | Waste.Heat.Input..Million.BTU.per.Hour. | Primary.Fuel.1 | Primary.Fuel.2 | Primary.Fuel.3 | Primary.Fuel.4 | Turndown.Ratio | Efficiency.100..Load | Efficiency.50..Load | Air.Flow.100..Load..Cubic.Feet.per.Minute. | Wet.Dry.Bottom | Fly.Ash.Reinjection | Steam.Plant.Type | missingData
| 3892 | City of Coffeyville - (KS) | 1271 | Coffeyville | KS | 4 | OP | N | 6 | 1972 | [21 empty] | 2 | 2
| 3892 | City of Coffeyville - (KS) | 1271 | Coffeyville | KS | 5 | OP | N | 6 | 1997 | [21 empty] | 2 | 2
boilerFuelData_923 |  |  |  | 2015
| Plant.Code | Combined.Heat.And..Power.Plant | Plant.Name | Operator.Name | Operator.Id | Plant.State | Census.Region | NERC.Region | NAICS.Code | Sector.Number | Sector.Name | Boiler.ID | Reported.Prime.Mover | Reported.Fuel.Type.Code | Physical.Unit.Label | Quantity.Of.Fuel.Consumed.January | Quantity.Of.Fuel.Consumed.February | Quantity.Of.Fuel.Consumed.March | Quantity.Of.Fuel.Consumed.April | Quantity.Of.Fuel.Consumed.May | Quantity.Of.Fuel.Consumed.June | Quantity.Of.Fuel.Consumed.July | Quantity.Of.Fuel.Consumed.August | Quantity.Of.Fuel.Consumed.September | Quantity.Of.Fuel.Consumed.October | Quantity.Of.Fuel.Consumed.November | Quantity.Of.Fuel.Consumed.December | MMbtu.Per.Unit.January | MMbtu.Per.Unit.February | MMbtu.Per.Unit.March | MMbtu.Per.Unit.April | MMbtu.Per.Unit.May | MMbtu.Per.Unit.June | MMbtu.Per.Unit.July | MMbtu.Per.Unit.August | MMbtu.Per.Unit.September | MMbtu.Per.Unit.October | MMbtu.Per.Unit.November | MMbtu.Per.Unit.December | Sulfur.Content.January | Sulfur.Content.February | Sulfur.Content.March | Sulfur.Content.April | Sulfur.Content.May | Sulfur.Content.June | Sulfur.Content.July | Sulfur.Content.August | Sulfur.Content.September | Sulfur.Content.October | Sulfur.Content.November | Sulfur.Content.December | Ash.Content.January | Ash.Content.February | Ash.Content.March | Ash.Content.April | Ash.Content.May | Ash.Content.June | Ash.Content.July | Ash.Content.August | Ash.Content.September | Ash.Content.October | Ash.Content.November | Ash.Content.December | Total.Fuel.Consumption.Quantity | YEAR | missingData
| 1271 | N | Coffeyville | City of Coffeyville - (KS) | 3892 | KS | WNC | SPP | 22 | 1 | Electric Utility | 4 | ST | NG | Mcf | 11123 | 14526 | 10619 | 29834 | 2003 | 30348 | 42798 | 30334 | 19865 | 18316 | 12070 | 5728 | 1.02 | 1.02 | 1.02 | 1.02 | 1.02 | 1.02 | 1.02 | 1.02 | 1.02 | 1.02 | 1.02 | 1.02 | 0 | 0 | 0 | 0 | 0 | 0 | 0 | 0 | 0 | 0 | 0 | 0 | 0 | 0 | 0 | 0 | 0 | 0 | 0 | 0 | 0 | 0 | 0 | 0 | 227564 | 2015 | 0
| 1271 | N | Coffeyville | City of Coffeyville - (KS) | 3892 | KS | WNC | SPP | 22 | 1 | Electric Utility | 5 | ST | NG | Mcf | 14 | 0 | 12 | 4283 | 122 | 0 | 7352 | 5602 | 5221 | 0 | 1960 | 0 | 1.02 | 0 | 1.02 | 1.02 | 1.02 | 0 | 1.02 | 1.02 | 1.02 | 0 | 1.02 | 0 | 0 | 0 | 0 | 0 | 0 | 0 | 0 | 0 | 0 | 0 | 0 | 0 | 0 | 0 | 0 | 0 | 0 | 0 | 0 | 0 | 0 | 0 | 0 | 0 | 24566 | 2015 | 0
generation.data.923 |  |  |  | 2015
| Plant.Code | Combined.Heat.And.Power.Plant | Plant.Name | Operator.Name | Operator.Id | Plant.State | Census.Region | NERC.Region | NAICS.Code | Sector.Number | Sector.Name | Generator.ID | Reported.Prime.Mover | Net.Generation.January | Net.Generation.February | Net.Generation.March | Net.Generation.April | Net.Generation.May | Net.Generation.June | Net.Generation.July | Net.Generation.August | Net.Generation.September | Net.Generation.October | Net.Generation.November | Net.Generation.December | Net.Generation.Year.To.Date | YEAR | missingData
| 1271 | N | Coffeyville | City of Coffeyville - (KS) | 3892 | KS | WNC | SPP | 22 | 1 | Electric Utility | 7 | ST | 881 | 1144 | 845 | 2394 | 164 | 2479 | 3481 | 2445 | 1610 | 1532 | 999 | 480 | 18454 | 2015 | 0
| 1271 | N | Coffeyville | City of Coffeyville - (KS) | 3892 | KS | WNC | SPP | 22 | 1 | Electric Utility | 6 | ST | 0 | 0 | 0 | 267 | 0 | 0 | 446 | 323 | 305 | 0 | 114 | 0 | 1455 | 2015 | 0
page1GenFuelData.923 |  |  |  | 2015
| Plant.Code | Combined.Heat.And.Power.Plant | Nuclear.Unit.Id | Plant.Name | Operator.Name | Operator.Id | Plant.State | Census.Region | NERC.Region | Reserved | NAICS.Code | EIA.Sector.Number | Sector.Name | Reported.Prime.Mover | Reported.Fuel.Type.Code | AER.Fuel.Type.Code | Reserved.1 | Reserved.2 | Physical.Unit.Label | Quantity.January | Quantity.February | Quantity.March | Quantity.April | Quantity.May | Quantity.June | Quantity.July | Quantity.August | Quantity.September | Quantity.October | Quantity.November | Quantity.December | Elec_Quantity.January | Elec_Quantity.February | Elec_Quantity.March | Elec_Quantity.April | Elec_Quantity.May | Elec_Quantity.June | Elec_Quantity.July | Elec_Quantity.August | Elec_Quantity.September | Elec_Quantity.October | Elec_Quantity.November | Elec_Quantity.December | MMBtuPer_Unit.January | MMBtuPer_Unit.February | MMBtuPer_Unit.March | MMBtuPer_Unit.April | MMBtuPer_Unit.May | MMBtuPer_Unit.June | MMBtuPer_Unit.July | MMBtuPer_Unit.August | MMBtuPer_Unit.September | MMBtuPer_Unit.October | MMBtuPer_Unit.November | MMBtuPer_Unit.December | Tot_MMBtu.January | Tot_MMBtu.February | Tot_MMBtu.March | Tot_MMBtu.April | Tot_MMBtu.May | Tot_MMBtu.June | Tot_MMBtu.July | Tot_MMBtu.August | Tot_MMBtu.September | Tot_MMBtu.October | Tot_MMBtu.November | Tot_MMBtu.December | Elec_MMBtu.January | Elec_MMBtu.February | Elec_MMBtu.March | Elec_MMBtu.April | Elec_MMBtu.May | Elec_MMBtu.June | Elec_MMBtu.July | Elec_MMBtu.August | Elec_MMBtu.September | Elec_MMBtu.October | Elec_MMBtu.November | Elec_MMBtu.December | Netgen.January | Netgen.February | Netgen.March | Netgen.April | Netgen.May | Netgen.June | Netgen.July | Netgen.August | Netgen.September | Netgen.October | Netgen.November | Netgen.December | Total.Fuel.Consumption.Quantity | Electric.Fuel.Consumption.Quantity | Total.Fuel.Consumption.MMBtu | Elec.Fuel.Consumption.MMBtu | Net.Generation..Megawatthours. | YEAR | missingData
| 1271 | N | . | Coffeyville | City of Coffeyville - (KS) | 3892 | KS | WNC | SPP |  | 22 | 1 | Electric Utility | IC | DFO | DFO |  |  | barrels | 14 | 8 | 14 | 10 | 8 | 2 | 3 | 4 | 6 | 2 | 12 | 10 | 14 | 8 | 14 | 10 | 8 | 2 | 3 | 4 | 6 | 2 | 12 | 10 | 6.2 | 6.2 | 6.2 | 6.2 | 6.2 | 6.2 | 6.2 | 6.2 | 6.2 | 6.2 | 6.2 | 6.2 | 87 | 50 | 87 | 62 | 50 | 12 | 19 | 25 | 37 | 12 | 74 | 62 | 87 | 50 | 87 | 62 | 50 | 12 | 19 | 25 | 37 | 12 | 74 | 62 | 7.837 | 4.878 | 8.777 | 6.135 | 5.226 | 1.334 | 1.843 | 2.721 | 3.784 | 1.516 | 7.655 | 6.294 | 93 | 93 | 577 | 577 | 58 | 2015 | 0
| 1271 | N | . | Coffeyville | City of Coffeyville - (KS) | 3892 | KS | WNC | SPP |  | 22 | 1 | Electric Utility | ST | NG | NG |  |  | mcf | 11137 | 14526 | 10631 | 34117 | 2125 | 30348 | 50150 | 35936 | 25086 | 18316 | 14030 | 5728 | 11137 | 14526 | 10631 | 34117 | 2125 | 30348 | 50150 | 35936 | 25086 | 18316 | 14030 | 5728 | 1.02 | 1.02 | 1.02 | 1.02 | 1.02 | 1.02 | 1.02 | 1.02 | 1.02 | 1.02 | 1.02 | 1.02 | 11360 | 14817 | 10844 | 34799 | 2168 | 30955 | 51153 | 36655 | 25588 | 18682 | 14311 | 5843 | 11360 | 14817 | 10844 | 34799 | 2168 | 30955 | 51153 | 36655 | 25588 | 18682 | 14311 | 5843 | 881 | 1144 | 845 | 2661 | 164 | 2479 | 3927 | 2768 | 1915 | 1532 | 1113 | 480 | 252130 | 252130 | 257175 | 257175 | 19909 | 2015 | 0
FuelHeatByLine |  |  |  | 2015
| Plant.Code | Boiler.ID | bogen | Reported.Prime.Mover_bf.923 | Reported.Fuel.Type.Code | Fuel.Heat.January | Fuel.Heat.February | Fuel.Heat.March | Fuel.Heat.April | Fuel.Heat.May | Fuel.Heat.June | Fuel.Heat.July | Fuel.Heat.August | Fuel.Heat.September | Fuel.Heat.October | Fuel.Heat.November | Fuel.Heat.December | YEAR
| 1271 | 4 | 1271^3 | ST | NG | 11345.46 | 14816.52 | 10831.38 | 30430.68 | 2043.06 | 30954.96 | 43653.96 | 30940.68 | 20262.3 | 18682.32 | 12311.4 | 5842.56 | 2015
| 1271 | 5 | 1271^4 | ST | NG | 14.28 | 0 | 12.24 | 4368.66 | 124.44 | 0 | 7499.04 | 5714.04 | 5325.42 | 0 | 1999.2 | 0 | 2015
NetGenByLine |  |  |  | 2015
| Plant.Code | Generator.ID | bogen | Reported.Prime.Mover | Net.Generation.Year.To.Date | Net.Generation.January | Net.Generation.February | Net.Generation.March | Net.Generation.April | Net.Generation.May | Net.Generation.June | Net.Generation.July | Net.Generation.August | Net.Generation.September | Net.Generation.October | Net.Generation.November | Net.Generation.December | YEAR
| 1271 | 6 | 1271^4 | ST | 1455 | 0 | 0 | 0 | 267 | 0 | 0 | 446 | 323 | 305 | 0 | 114 | 0 | 2015
| 1271 | 7 | 1271^3 | ST | 18454 | 881 | 1144 | 845 | 2394 | 164 | 2479 | 3481 | 2445 | 1610 | 1532 | 999 | 480 | 2015
FuelHeatByBoilerID |  |  |  | 2015
| Plant.Code | Boiler.ID | bogen | Reported.Prime.Mover_bf.923 | flagFuelHeat | Boiler.ID.Total.Fuel.Heat.January | Boiler.ID.Total.Fuel.Heat.February | Boiler.ID.Total.Fuel.Heat.March | Boiler.ID.Total.Fuel.Heat.April | Boiler.ID.Total.Fuel.Heat.May | Boiler.ID.Total.Fuel.Heat.June | Boiler.ID.Total.Fuel.Heat.July | Boiler.ID.Total.Fuel.Heat.August | Boiler.ID.Total.Fuel.Heat.September | Boiler.ID.Total.Fuel.Heat.October | Boiler.ID.Total.Fuel.Heat.November | Boiler.ID.Total.Fuel.Heat.December | YEAR
| 1271 | 4 | 1271^3 | ST | 0 | 11345.46 | 14816.52 | 10831.38 | 30430.68 | 2043.06 | 30954.96 | 43653.96 | 30940.68 | 20262.3 | 18682.32 | 12311.4 | 5842.56 | 2015
| 1271 | 5 | 1271^4 | ST | 0 | 14.28 | 0 | 12.24 | 4368.66 | 124.44 | 0 | 7499.04 | 5714.04 | 5325.42 | 0 | 1999.2 | 0 | 2015
NetGenByGeneratorID |  |  |  | 2015
| Plant.Code | Generator.ID | bogen | Reported.Prime.Mover_923 | Net.Generation.mwh | Generator.ID.Total.Net.Generation.January | Generator.ID.Total.Net.Generation.February | Generator.ID.Total.Net.Generation.March | Generator.ID.Total.Net.Generation.April | Generator.ID.Total.Net.Generation.May | Generator.ID.Total.Net.Generation.June | Generator.ID.Total.Net.Generation.July | Generator.ID.Total.Net.Generation.August | Generator.ID.Total.Net.Generation.September | Generator.ID.Total.Net.Generation.October | Generator.ID.Total.Net.Generation.November | Generator.ID.Total.Net.Generation.December | YEAR
| 1271 | 6 | 1271^4 | ST | 1455 | 0 | 0 | 0 | 267 | 0 | 0 | 446 | 323 | 305 | 0 | 114 | 0 | 2015
| 1271 | 7 | 1271^3 | ST | 18454 | 881 | 1144 | 845 | 2394 | 164 | 2479 | 3481 | 2445 | 1610 | 1532 | 999 | 480 | 2015
FuelHeatByBogen |  |  |  | 2015
| Plant.Code | blankCol | bogen | Reported.Prime.Mover_bf.923 | flagFuelHeat | Bogen.Total.Fuel.Heat.January | Bogen.Total.Fuel.Heat.February | Bogen.Total.Fuel.Heat.March | Bogen.Total.Fuel.Heat.April | Bogen.Total.Fuel.Heat.May | Bogen.Total.Fuel.Heat.June | Bogen.Total.Fuel.Heat.July | Bogen.Total.Fuel.Heat.August | Bogen.Total.Fuel.Heat.September | Bogen.Total.Fuel.Heat.October | Bogen.Total.Fuel.Heat.November | Bogen.Total.Fuel.Heat.December | YEAR
| 1271 |  | 1271^3 | ST | 0 | 11345.46 | 14816.52 | 10831.38 | 30430.68 | 2043.06 | 30954.96 | 43653.96 | 30940.68 | 20262.3 | 18682.32 | 12311.4 | 5842.56 | 2015
| 1271 |  | 1271^4 | ST | 0 | 14.28 | 0 | 12.24 | 4368.66 | 124.44 | 0 | 7499.04 | 5714.04 | 5325.42 | 0 | 1999.2 | 0 | 2015
NetGenByBogen |  |  |  | 2015
| Plant.Code | blankCol | bogen | Reported.Prime.Mover_923 | Net.Generation.mwh | Bogen.Total.Net.Generation.January | Bogen.Total.Net.Generation.February | Bogen.Total.Net.Generation.March | Bogen.Total.Net.Generation.April | Bogen.Total.Net.Generation.May | Bogen.Total.Net.Generation.June | Bogen.Total.Net.Generation.July | Bogen.Total.Net.Generation.August | Bogen.Total.Net.Generation.September | Bogen.Total.Net.Generation.October | Bogen.Total.Net.Generation.November | Bogen.Total.Net.Generation.December | YEAR
| 1271 |  | 1271^3 | ST | 18454 | 881 | 1144 | 845 | 2394 | 164 | 2479 | 3481 | 2445 | 1610 | 1532 | 999 | 480 | 2015
| 1271 |  | 1271^4 | ST | 1455 | 0 | 0 | 0 | 267 | 0 | 0 | 446 | 323 | 305 | 0 | 114 | 0 | 2015
ThermalEfficiencyByBogen |  |  |  | 2015
| Plant.Code | blankCol | bogen | Reported.Prime.Mover_923 | Net.Generation.mwh | ThermalEfficiency.January | ThermalEfficiency.February | ThermalEfficiency.March | ThermalEfficiency.April | ThermalEfficiency.May | ThermalEfficiency.June | ThermalEfficiency.July | ThermalEfficiency.August | ThermalEfficiency.September | ThermalEfficiency.October | ThermalEfficiency.November | ThermalEfficiency.December | YEAR
| 1271 |  | 1271^3 | ST | 18454 | 0.26496 | 0.26346 | 0.26619 | 0.26844 | 0.2739 | 0.27326 | 0.27209 | 0.26963 | 0.27112 | 0.2798 | 0.27688 | 0.28033 | 2015
| 1271 |  | 1271^4 | ST | 1455 | 0 | 0 | 0 | 0.20854 | 0 | 0 | 0.20293 | 0.19288 | 0.19542 | 0 | 0.19457 | 0 | 2015

## 1720
2015 | Plant.Code | orig_bogencoo.key | auto_bogencoo.key | combogencoo_cool_type_key | EIA_BocooAssoc | EIA_CoolingEnviroEquip | orig_sheet3_key | auto_sheet3_flags | auto_sheet3_key | orig_sheet4_key | auto_sheet4_flags | auto_sheet4_key | EIA_associationTable | generator.data.860 | retiredGenerators.860 | Boiler_InfoDesign_Parameters.860 | boilerFuelData_923 | generation.data.923 | page1GenFuelData.923 | FuelHeatByLine | NetGenByLine | FuelHeatByBoilerID | NetGenByGeneratorID | FuelHeatByBogen | NetGenByBogen | ThermalEfficiencyByBogen
| 1720 | 1 | 2 | 1 | 2 | 2 | 2 | 2 | 2 | 2 | 2 | 2 | 3 | 2 | 1 | 2 | 6 | 2 | 4 | 6 | 2 | 2 | 2 | 1 | 2 | 2
orig_bogencoo.key |  |  |  | 2015
| combogen | combogencoo | Plant.Code
| combogen^1720^1 | combogencoo^1720^1 | 1720
auto_bogencoo.key |  |  |  | 2015
manualEdit | manualBogenEdit | Plant.Code | Bogen | combogen | combogencoo | Boiler.ID | Unit.Code | bga.source | Boiler.ID.Total.Fuel.Heat.January | PlantLine.Total.Fuel.Heat.January | flagNG_no_FH_January | flagFH_no_NG_January | flagFuelHeat_January | Boiler.ID.Total.Fuel.Heat.February | PlantLine.Total.Fuel.Heat.February | flagNG_no_FH_February | flagFH_no_NG_February | flagFuelHeat_February | Boiler.ID.Total.Fuel.Heat.March | PlantLine.Total.Fuel.Heat.March | flagNG_no_FH_March | flagFH_no_NG_March | flagFuelHeat_March | Boiler.ID.Total.Fuel.Heat.April | PlantLine.Total.Fuel.Heat.April | flagNG_no_FH_April | flagFH_no_NG_April | flagFuelHeat_April | Boiler.ID.Total.Fuel.Heat.May | PlantLine.Total.Fuel.Heat.May | flagNG_no_FH_May | flagFH_no_NG_May | flagFuelHeat_May | Boiler.ID.Total.Fuel.Heat.June | PlantLine.Total.Fuel.Heat.June | flagNG_no_FH_June | flagFH_no_NG_June | flagFuelHeat_June | Boiler.ID.Total.Fuel.Heat.July | PlantLine.Total.Fuel.Heat.July | flagNG_no_FH_July | flagFH_no_NG_July | flagFuelHeat_July | Boiler.ID.Total.Fuel.Heat.August | PlantLine.Total.Fuel.Heat.August | flagNG_no_FH_August | flagFH_no_NG_August | flagFuelHeat_August | Boiler.ID.Total.Fuel.Heat.September | PlantLine.Total.Fuel.Heat.September | flagNG_no_FH_September | flagFH_no_NG_September | flagFuelHeat_September | Boiler.ID.Total.Fuel.Heat.October | PlantLine.Total.Fuel.Heat.October | flagNG_no_FH_October | flagFH_no_NG_October | flagFuelHeat_October | Boiler.ID.Total.Fuel.Heat.November | PlantLine.Total.Fuel.Heat.November | flagNG_no_FH_November | flagFH_no_NG_November | flagFuelHeat_November | Boiler.ID.Total.Fuel.Heat.December | PlantLine.Total.Fuel.Heat.December | flagNG_no_FH_December | flagFH_no_NG_December | flagFuelHeat_December | missing.from.923 | flagBoiler.ID_assoc | orig_Boiler.ID_assoc | orig_Boiler.ID_bf.923 | flagBoiler.ID_bf.923 | missing.bf.923 | Reported.Prime.Mover_bf.923 | Reported.Prime.Mover_923 | Reported.Prime.Mover_860 | Reported.Fuel.Type.Code | Technology | Energy.Source.1 | unmapped_but_in_923 | unmapped | Orphan.Boiler | Boiler.Status | Boiler.Retirement.Year | Boiler.Retirement.Month | flag_BoilerRetired | flag_Boiler.Status | Boiler.ID.NotIn.Assoc | missingPlant.assoc | missingPlant.boilerDesignData.860 | missingPlant.generation.data.923 | missingPlant.boilerFuelData.923 | Reported.Prime.Mover_page1 | flag.ST.missing.bf.923 | flag.CACT.missingPair | flag_923bogenCTonly | flag.NGCC.badFuel | flag.ST.missing.bf.923.unmapped | flag_RPM | flag_floatingGen | flagFuelHeat | flag_STassoc_CT_CS_CA | flag_CSassociation | countFlags | YEAR | plant_bo | plant_bo_bf.923 | plant_bo_assoc | Utility.ID | Utility.Name | Plant.Name | Cooling.ID | Steam.Plant.Type | flagBoiler.ID_bocoo | orig_Boiler.ID_bocoo | manualBogenEditFileName | manualBogenEditDateTime
0 | 0 | 1720 | 1720^1 | combogen^1720^1 | combogencoo^1720^1 | 7 | none | eia860.org | 750819.591 |  | 0 | 0 | 0 | 846959.482 |  | 0 | 0 | 0 | 917033.44 |  | 0 | 0 | 0 | 781791.716 |  | 0 | 0 | 0 | 879640.806 |  | 0 | 0 | 0 | 844479.152 |  | 0 | 0 | 0 | 947155.894 |  | 0 | 0 | 0 | 720087.67 |  | 0 | 0 | 0 | 849546.516 |  | 0 | 0 | 0 | 904581.85 |  | 0 | 0 | 0 | 871752.144 |  | 0 | 0 | 0 | 888808.272 |  | 0 | 0 | 0 | FALSE | removeChar | 7 | 7 | removeChar | FALSE | ST | ST | ST | DFO | Conventional Steam Coal | SUB | FALSE | FALSE | FALSE | OP |  |  |  | 0 | 0 | FALSE | FALSE | FALSE | FALSE |  | 0 | FALSE | FALSE | 0 | 0 |  | 0 | 0 | 0 | 0 | 2 | 2015 | 1720^7 | 1720^7 | 1720^7 | 4254 | Consumers Energy Co | J C Weadock | 7 | 1 | removeChar | 7
0 | 0 | 1720 | 1720^1 | combogen^1720^1 | combogencoo^1720^2 | 8 | none | eia860.org | 939731.1 |  | 0 | 0 | 0 | 809937.222 |  | 0 | 0 | 0 | 602626.875 |  | 0 | 0 | 0 | 844728.83 |  | 0 | 0 | 0 | 881197.88 |  | 0 | 0 | 0 | 895259.672 |  | 0 | 0 | 0 | 844736.26 |  | 0 | 0 | 0 | 904437.684 |  | 0 | 0 | 0 | 598679.796 |  | 0 | 0 | 0 | 717808.96 |  | 0 | 0 | 0 | 879216.384 |  | 0 | 0 | 0 | 904098.288 |  | 0 | 0 | 0 | FALSE | removeChar | 8 | 8 | removeChar | FALSE | ST | ST | ST | BIT | Conventional Steam Coal | SUB | FALSE | FALSE | FALSE | OP |  |  |  | 0 | 0 | FALSE | FALSE | FALSE | FALSE |  | 0 | FALSE | FALSE | 0 | 0 |  | 0 | 0 | 0 | 0 | 2 | 2015 | 1720^8 | 1720^8 | 1720^8 | 4254 | Consumers Energy Co | J C Weadock | 8 | 1 | removeChar | 8
combogencoo_cool_type_key |  |  |  | 2015
manualEdit | Plant.Code | bogencoo | LAKE..OF..OC..RC. | RIVER..OF. | POND..OC..RC. | TOWER..RF..RI..RN. | DC | OS
0 | 1720 | combogencoo^1720^1 |  | 1
EIA_BocooAssoc |  |  |  | 2015
| Utility.ID | Utility.Name | Plant.Code | Plant.Name | Boiler.ID | Cooling.ID | Steam.Plant.Type
| 4254 | Consumers Energy Co | 1720 | J C Weadock | 7 | 7 | 1
| 4254 | Consumers Energy Co | 1720 | J C Weadock | 8 | 8 | 1
EIA_CoolingEnviroEquip |  |  |  | 2015
| Utility.ID | Utility.Name | Plant.Code | Plant.Name | State | Cooling.ID | Cooling.Status | Inservice.Month | Inservice.Year | Cooling.Type.1 | Cooling.Type.2 | Cooling.Type.3 | Cooling.Type.4 | Percent.Dry.Cooling | Cooling.Water.Source | Cooling.Water.Discharge | Water.Source.Code | Water.Type.Code | Intake.Rate.at.100...Gallons.per.Minute. | Chlorine.Inservice.Month | Chlorine.Inservice.Year | Pond.Inservice.Month | Pond.Inservice.Year | Pond.Surface.Area..Acres. | Pond.Volume..Acre.Feet. | Tower.Inservice.Month | Tower.Inservice.Year | Tower.Type.1 | Tower.Type.2 | Tower.Type.3 | Tower.Type.4 | Tower.Water.Rate..Gallons.per.Minute. | Power.Requirement..MW. | Cost.Total..Thousand.Dollars. | Cost.Ponds..Thousand.Dollars. | Cost.Towers..Thousand.Dollars. | Cost.Chlorine.Equipment..Thousand.Dollars. | Intake.Distance.Shore..Feet. | Outlet.Distance.Shore..Feet. | Intake.Distance.Surface..Feet. | Outlet.Distance.Surface..Feet. | Steam.Plant.Type
| 4254 | Consumers Energy Co | 1720 | J C Weadock | MI | 7 | OP | 3 | 1955 | ON |  |  |  |  | Saginaw River | Lake Huron | SW | FR | 119837.92 | [14 empty] | 3258 |  |  |  | 0 | 0 | 0 | 0 | 1
| 4254 | Consumers Energy Co | 1720 | J C Weadock | MI | 8 | OP | 1 | 1958 | ON |  |  |  |  | Saginaw River | Lake Huron | SW | FR | 119837.92 | [14 empty] | 3258 |  |  |  | 0 | 0 | 0 | 0 | 1
orig_sheet3_key |  |  |  | 2015
| plant_bo | bogen | Plant.Code
| 1720^7 | 1720^1 | 1720
| 1720^8 | 1720^1 | 1720
auto_sheet3_flags |  |  |  | 2015
| Plant.Code | plant_bo | bogen | missing.from.923 | unmapped_but_in_923 | unmapped | Orphan.Boiler | Boiler.Status | Boiler.ID.NotIn.Assoc | missingPlant.assoc | missingPlant.boilerDesignData.860 | missingPlant.generation.data.923 | missingPlant.boilerFuelData.923 | flag.CACT.missingPair | missing.bf.923 | flag.ST.missing.bf.923 | flag.ST.missing.bf.923.unmapped | flag_RPM | flag_floatingGen | flag_BoilerRetired | flag_Boiler.Status | flag_923bogenCTonly | flagFuelHeat | flag_STassoc_CT_CS_CA | flag_CSassociation | flagFH_no_NG_January | flagNG_no_FH_January | flagFuelHeat_January | flagFH_no_NG_February | flagNG_no_FH_February | flagFuelHeat_February | flagFH_no_NG_March | flagNG_no_FH_March | flagFuelHeat_March | flagFH_no_NG_April | flagNG_no_FH_April | flagFuelHeat_April | flagFH_no_NG_May | flagNG_no_FH_May | flagFuelHeat_May | flagFH_no_NG_June | flagNG_no_FH_June | flagFuelHeat_June | flagFH_no_NG_July | flagNG_no_FH_July | flagFuelHeat_July | flagFH_no_NG_August | flagNG_no_FH_August | flagFuelHeat_August | flagFH_no_NG_September | flagNG_no_FH_September | flagFuelHeat_September | flagFH_no_NG_October | flagNG_no_FH_October | flagFuelHeat_October | flagFH_no_NG_November | flagNG_no_FH_November | flagFuelHeat_November | flagFH_no_NG_December | flagNG_no_FH_December | flagFuelHeat_December | flag_ManualPlant | flag_MisMatch
| 1720 | 1720^7 | 1720^1 | 0 | 0 | 0 | 0 | 0 | 0 | 0 | 0 | 0 | 0 | 0 | 0 | 0 | 0 | 0 | 0 | 0 | 0 | 0 | 0 | 0 | 0 | 0 | 0 | 0 | 0 | 0 | 0 | 0 | 0 | 0 | 0 | 0 | 0 | 0 | 0 | 0 | 0 | 0 | 0 | 0 | 0 | 0 | 0 | 0 | 0 | 0 | 0 | 0 | 0 | 0 | 0 | 0 | 0 | 0 | 0 | 0 | 0 | 0 | 1
| 1720 | 1720^8 | 1720^1 | 0 | 0 | 0 | 0 | 0 | 0 | 0 | 0 | 0 | 0 | 0 | 0 | 0 | 0 | 0 | 0 | 0 | 0 | 0 | 0 | 0 | 0 | 0 | 0 | 0 | 0 | 0 | 0 | 0 | 0 | 0 | 0 | 0 | 0 | 0 | 0 | 0 | 0 | 0 | 0 | 0 | 0 | 0 | 0 | 0 | 0 | 0 | 0 | 0 | 0 | 0 | 0 | 0 | 0 | 0 | 0 | 0 | 0 | 0 | 1
auto_sheet3_key |  |  |  | 2015
manualBogenEdit | Plant.Code | bogen | Boiler.ID | Unit.Code | bga.source | Boiler.ID.Total.Fuel.Heat.January | PlantLine.Total.Fuel.Heat.January | flagNG_no_FH_January | flagFH_no_NG_January | flagFuelHeat_January | Boiler.ID.Total.Fuel.Heat.February | PlantLine.Total.Fuel.Heat.February | flagNG_no_FH_February | flagFH_no_NG_February | flagFuelHeat_February | Boiler.ID.Total.Fuel.Heat.March | PlantLine.Total.Fuel.Heat.March | flagNG_no_FH_March | flagFH_no_NG_March | flagFuelHeat_March | Boiler.ID.Total.Fuel.Heat.April | PlantLine.Total.Fuel.Heat.April | flagNG_no_FH_April | flagFH_no_NG_April | flagFuelHeat_April | Boiler.ID.Total.Fuel.Heat.May | PlantLine.Total.Fuel.Heat.May | flagNG_no_FH_May | flagFH_no_NG_May | flagFuelHeat_May | Boiler.ID.Total.Fuel.Heat.June | PlantLine.Total.Fuel.Heat.June | flagNG_no_FH_June | flagFH_no_NG_June | flagFuelHeat_June | Boiler.ID.Total.Fuel.Heat.July | PlantLine.Total.Fuel.Heat.July | flagNG_no_FH_July | flagFH_no_NG_July | flagFuelHeat_July | Boiler.ID.Total.Fuel.Heat.August | PlantLine.Total.Fuel.Heat.August | flagNG_no_FH_August | flagFH_no_NG_August | flagFuelHeat_August | Boiler.ID.Total.Fuel.Heat.September | PlantLine.Total.Fuel.Heat.September | flagNG_no_FH_September | flagFH_no_NG_September | flagFuelHeat_September | Boiler.ID.Total.Fuel.Heat.October | PlantLine.Total.Fuel.Heat.October | flagNG_no_FH_October | flagFH_no_NG_October | flagFuelHeat_October | Boiler.ID.Total.Fuel.Heat.November | PlantLine.Total.Fuel.Heat.November | flagNG_no_FH_November | flagFH_no_NG_November | flagFuelHeat_November | Boiler.ID.Total.Fuel.Heat.December | PlantLine.Total.Fuel.Heat.December | flagNG_no_FH_December | flagFH_no_NG_December | flagFuelHeat_December | missing.from.923 | flagBoiler.ID_assoc | orig_Boiler.ID_assoc | orig_Boiler.ID_bf.923 | flagBoiler.ID_bf.923 | missing.bf.923 | Reported.Prime.Mover_bf.923 | Reported.Prime.Mover_923 | Reported.Prime.Mover_860 | Reported.Fuel.Type.Code | Technology | Energy.Source.1 | unmapped_but_in_923 | unmapped | Orphan.Boiler | Boiler.Status | Boiler.Retirement.Year | Boiler.Retirement.Month | flag_BoilerRetired | flag_Boiler.Status | Boiler.ID.NotIn.Assoc | missingPlant.assoc | missingPlant.boilerDesignData.860 | missingPlant.generation.data.923 | missingPlant.boilerFuelData.923 | Reported.Prime.Mover_page1 | flag.ST.missing.bf.923 | flag.CACT.missingPair | flag_923bogenCTonly | flag.NGCC.badFuel | flag.ST.missing.bf.923.unmapped | flag_RPM | flag_floatingGen | flagFuelHeat | flag_STassoc_CT_CS_CA | flag_CSassociation | countFlags | YEAR | plant_bo | plant_bo_bf.923 | plant_bo_assoc | manualBogenEditFileName | manualBogenEditDateTime
0 | 1720 | 1720^1 | 7 | none | eia860.org | 750819.591 |  | 0 | 0 | 0 | 846959.482 |  | 0 | 0 | 0 | 917033.44 |  | 0 | 0 | 0 | 781791.716 |  | 0 | 0 | 0 | 879640.806 |  | 0 | 0 | 0 | 844479.152 |  | 0 | 0 | 0 | 947155.894 |  | 0 | 0 | 0 | 720087.67 |  | 0 | 0 | 0 | 849546.516 |  | 0 | 0 | 0 | 904581.85 |  | 0 | 0 | 0 | 871752.144 |  | 0 | 0 | 0 | 888808.272 |  | 0 | 0 | 0 | FALSE | removeChar | 7 | 7 | removeChar | FALSE | ST | ST | ST | DFO | Conventional Steam Coal | SUB | FALSE | FALSE | FALSE | OP |  |  |  | 0 | 0 | FALSE | FALSE | FALSE | FALSE |  | 0 | FALSE | FALSE | 0 | 0 |  | 0 | 0 | 0 | 0 | 2 | 2015 | 1720^7 | 1720^7 | 1720^7
0 | 1720 | 1720^1 | 8 | none | eia860.org | 939731.1 |  | 0 | 0 | 0 | 809937.222 |  | 0 | 0 | 0 | 602626.875 |  | 0 | 0 | 0 | 844728.83 |  | 0 | 0 | 0 | 881197.88 |  | 0 | 0 | 0 | 895259.672 |  | 0 | 0 | 0 | 844736.26 |  | 0 | 0 | 0 | 904437.684 |  | 0 | 0 | 0 | 598679.796 |  | 0 | 0 | 0 | 717808.96 |  | 0 | 0 | 0 | 879216.384 |  | 0 | 0 | 0 | 904098.288 |  | 0 | 0 | 0 | FALSE | removeChar | 8 | 8 | removeChar | FALSE | ST | ST | ST | BIT | Conventional Steam Coal | SUB | FALSE | FALSE | FALSE | OP |  |  |  | 0 | 0 | FALSE | FALSE | FALSE | FALSE |  | 0 | FALSE | FALSE | 0 | 0 |  | 0 | 0 | 0 | 0 | 2 | 2015 | 1720^8 | 1720^8 | 1720^8
orig_sheet4_key |  |  |  | 2015
| plant_gen | bogen | Plant.Code
| 1720^7 | 1720^1 | 1720
| 1720^8 | 1720^1 | 1720
auto_sheet4_flags |  |  |  | 2015
| Plant.Code | plant_gen | bogen | missing.from.923 | Generator.Status | Orphan.Generator | unmapped_but_in_923 | unmapped | missingPlant.assoc | missingPlant.generator.data.860 | missingPlant.generation.data.923 | flag.CACT.missingPair | missing.bf.923 | missing.generation.data | flag.ST.missing.bf.923 | flag.ST.missing.bf.923.unmapped | flag_RPM | flag_floatingGen | flag_GeneratorRetired | flag_Generator.Status | flag_923bogenCTonly | flagFuelHeat | flag_STassoc_CT_CS_CA | flag_CSassociation | flagNetGenWithoutFuelHeat | flagFuelHeatWithoutNetGen | flagFH_no_NG_January | flagNG_no_FH_January | flagFuelHeat_January | flagFH_no_NG_February | flagNG_no_FH_February | flagFuelHeat_February | flagFH_no_NG_March | flagNG_no_FH_March | flagFuelHeat_March | flagFH_no_NG_April | flagNG_no_FH_April | flagFuelHeat_April | flagFH_no_NG_May | flagNG_no_FH_May | flagFuelHeat_May | flagFH_no_NG_June | flagNG_no_FH_June | flagFuelHeat_June | flagFH_no_NG_July | flagNG_no_FH_July | flagFuelHeat_July | flagFH_no_NG_August | flagNG_no_FH_August | flagFuelHeat_August | flagFH_no_NG_September | flagNG_no_FH_September | flagFuelHeat_September | flagFH_no_NG_October | flagNG_no_FH_October | flagFuelHeat_October | flagFH_no_NG_November | flagNG_no_FH_November | flagFuelHeat_November | flagFH_no_NG_December | flagNG_no_FH_December | flagFuelHeat_December | flag_ManualPlant | flag_MisMatch
| 1720 | 1720^7 | 1720^1 | 0 | 0 | 0 | 0 | 0 | 0 | 0 | 0 | 0 | 0 | 0 | 0 | 0 | 0 | 0 | 0 | 0 | 0 | 0 | 0 | 0 | 0 | 0 | 0 | 0 | 0 | 0 | 0 | 0 | 0 | 0 | 0 | 0 | 0 | 0 | 0 | 0 | 0 | 0 | 0 | 0 | 0 | 0 | 0 | 0 | 0 | 0 | 0 | 0 | 0 | 0 | 0 | 0 | 0 | 0 | 0 | 0 | 0 | 0 | 0 | 1
| 1720 | 1720^8 | 1720^1 | 0 | 0 | 0 | 0 | 0 | 0 | 0 | 0 | 0 | 0 | 0 | 0 | 0 | 0 | 0 | 0 | 0 | 0 | 0 | 0 | 0 | 0 | 0 | 0 | 0 | 0 | 0 | 0 | 0 | 0 | 0 | 0 | 0 | 0 | 0 | 0 | 0 | 0 | 0 | 0 | 0 | 0 | 0 | 0 | 0 | 0 | 0 | 0 | 0 | 0 | 0 | 0 | 0 | 0 | 0 | 0 | 0 | 0 | 0 | 0 | 1
auto_sheet4_key |  |  |  | 2015
manualBogenEdit | Plant.Code | Generator.ID | bogen | Unit.Code | bga.source | Net.Generation.mwh | Generator.ID.Total.Net.Generation.January | PlantLine.Total.Fuel.Heat.January | PlantLine.Total.Net.Generation.January | flagNG_no_FH_January | flagFH_no_NG_January | flagFuelHeat_January | Generator.ID.Total.Net.Generation.February | PlantLine.Total.Fuel.Heat.February | PlantLine.Total.Net.Generation.February | flagNG_no_FH_February | flagFH_no_NG_February | flagFuelHeat_February | Generator.ID.Total.Net.Generation.March | PlantLine.Total.Fuel.Heat.March | PlantLine.Total.Net.Generation.March | flagNG_no_FH_March | flagFH_no_NG_March | flagFuelHeat_March | Generator.ID.Total.Net.Generation.April | PlantLine.Total.Fuel.Heat.April | PlantLine.Total.Net.Generation.April | flagNG_no_FH_April | flagFH_no_NG_April | flagFuelHeat_April | Generator.ID.Total.Net.Generation.May | PlantLine.Total.Fuel.Heat.May | PlantLine.Total.Net.Generation.May | flagNG_no_FH_May | flagFH_no_NG_May | flagFuelHeat_May | Generator.ID.Total.Net.Generation.June | PlantLine.Total.Fuel.Heat.June | PlantLine.Total.Net.Generation.June | flagNG_no_FH_June | flagFH_no_NG_June | flagFuelHeat_June | Generator.ID.Total.Net.Generation.July | PlantLine.Total.Fuel.Heat.July | PlantLine.Total.Net.Generation.July | flagNG_no_FH_July | flagFH_no_NG_July | flagFuelHeat_July | Generator.ID.Total.Net.Generation.August | PlantLine.Total.Fuel.Heat.August | PlantLine.Total.Net.Generation.August | flagNG_no_FH_August | flagFH_no_NG_August | flagFuelHeat_August | Generator.ID.Total.Net.Generation.September | PlantLine.Total.Fuel.Heat.September | PlantLine.Total.Net.Generation.September | flagNG_no_FH_September | flagFH_no_NG_September | flagFuelHeat_September | Generator.ID.Total.Net.Generation.October | PlantLine.Total.Fuel.Heat.October | PlantLine.Total.Net.Generation.October | flagNG_no_FH_October | flagFH_no_NG_October | flagFuelHeat_October | Generator.ID.Total.Net.Generation.November | PlantLine.Total.Fuel.Heat.November | PlantLine.Total.Net.Generation.November | flagNG_no_FH_November | flagFH_no_NG_November | flagFuelHeat_November | Generator.ID.Total.Net.Generation.December | PlantLine.Total.Fuel.Heat.December | PlantLine.Total.Net.Generation.December | flagNG_no_FH_December | flagFH_no_NG_December | flagFuelHeat_December | missing.from.923 | orig_Generator.ID_923 | flagGenerator.ID_923 | orig_Generator.ID_860 | flagGenerator.ID_860 | flagGenerator.ID_assoc | orig_Generator.ID_assoc | missing.bf.923 | Reported.Prime.Mover_bf.923 | Reported.Prime.Mover_923 | Reported.Prime.Mover_860 | Reported.Fuel.Type.Code | Technology | Energy.Source.1 | Generator.Status | Orphan.Generator | unmapped_but_in_923 | unmapped | flag_Generator.Status | Generator.Retirement.Year | Generator.Retirement.Month | flag_GeneratorRetired | missingPlant.assoc | missingPlant.generator.data.860 | missingPlant.generation.data.923 | Reported.Prime.Mover_page1 | flag.ST.missing.bf.923 | flag.CACT.missingPair | flag_923bogenCTonly | flag.NGCC.badFuel | flag.ST.missing.bf.923.unmapped | flag_RPM | flag_floatingGen | flagNetGenWithoutFuelHeat | flagFuelHeatWithoutNetGen | flagFuelHeat | flag_STassoc_CT_CS_CA | flag_CSassociation | countFlags | YEAR | plant_gen | plant_gen.923 | plant_gen.860 | plant_gen_assoc | missing.generation.data | manualBogenEditFileName | manualBogenEditDateTime
0 | 1720 | 7 | 1720^1 | none | eia860.org | 992174 | 75074 |  |  | 0 | 0 | 0 | 83165 |  |  | 0 | 0 | 0 | 89566 |  |  | 0 | 0 | 0 | 76826 |  |  | 0 | 0 | 0 | 86850 |  |  | 0 | 0 | 0 | 79743 |  |  | 0 | 0 | 0 | 89747 |  |  | 0 | 0 | 0 | 68743 |  |  | 0 | 0 | 0 | 82078 |  |  | 0 | 0 | 0 | 88672 |  |  | 0 | 0 | 0 | 85092 |  |  | 0 | 0 | 0 | 86618 |  |  | 0 | 0 | 0 | FALSE | 7 | removeChar | 7 | removeChar | removeChar | 7 | FALSE | ST | ST | ST | SUB | Conventional Steam Coal | SUB | OP | FALSE | FALSE | FALSE | 0 |  |  |  | FALSE | FALSE | FALSE |  | 0 | FALSE | FALSE | 0 | 0 |  | 0 | 0 | 0 | 0 | 0 | 0 | 2 | 2015 | 1720^7 | 1720^7 | 1720^7 | 1720^7 | FALSE
0 | 1720 | 8 | 1720^1 | none | eia860.org | 941360 | 92537 |  |  | 0 | 0 | 0 | 79073 |  |  | 0 | 0 | 0 | 57175 |  |  | 0 | 0 | 0 | 82217 |  |  | 0 | 0 | 0 | 84898 |  |  | 0 | 0 | 0 | 83587 |  |  | 0 | 0 | 0 | 77964 |  |  | 0 | 0 | 0 | 85253 |  |  | 0 | 0 | 0 | 56511 |  |  | 0 | 0 | 0 | 69450 |  |  | 0 | 0 | 0 | 85560 |  |  | 0 | 0 | 0 | 87135 |  |  | 0 | 0 | 0 | FALSE | 8 | removeChar | 8 | removeChar | removeChar | 8 | FALSE | ST | ST | ST | DFO | Conventional Steam Coal | SUB | OP | FALSE | FALSE | FALSE | 0 |  |  |  | FALSE | FALSE | FALSE |  | 0 | FALSE | FALSE | 0 | 0 |  | 0 | 0 | 0 | 0 | 0 | 0 | 2 | 2015 | 1720^8 | 1720^8 | 1720^8 | 1720^8 | FALSE
EIA_associationTable |  |  |  | 2015
| Utility.ID | Utility.Name | Plant.Code | Plant.Name | Boiler.ID | Generator.ID | Steam.Plant.Type
| 4254 | Consumers Energy Co | 1720 | J C Weadock | 7 | 7 | 1
| 4254 | Consumers Energy Co | 1720 | J C Weadock | 7 | 8 | 1
| 4254 | Consumers Energy Co | 1720 | J C Weadock | 8 | 8 | 1
generator.data.860 |  |  |  | 2015
| Utility.ID | Utility.Name | Plant.Code | Plant.Name | State | County | Generator.ID | Technology | Prime.Mover | Unit.Code | Ownership | Duct.Burners | Can.Bypass.Heat.Recovery.Steam.Generator. | RTO.ISO.LMP.Node.Designation | RTO.ISO.Location.Designation.for.Reporting.Wholesale.Sales.Data.to.FERC | Nameplate.Capacity..MW. | Nameplate.Power.Factor | Summer.Capacity..MW. | Winter.Capacity..MW. | Minimum.Load..MW. | Uprate.or.Derate.Completed.During.Year | Month.Uprate.or.Derate.Completed | Year.Uprate.or.Derate.Completed | Status | Synchronized.to.Transmission.Grid | Operating.Month | Operating.Year | Planned.Retirement.Month | Planned.Retirement.Year | Associated.with.Combined.Heat.and.Power.System | Sector.Name | Sector | Topping.or.Bottoming | Energy.Source.1 | Energy.Source.2 | Energy.Source.3 | Energy.Source.4 | Energy.Source.5 | Energy.Source.6 | Startup.Source.1 | Startup.Source.2 | Startup.Source.3 | Startup.Source.4 | Solid.Fuel.Gasification.System. | Carbon.Capture.Technology. | Turbines..Inverters..or.Hydrokinetic.Buoys | Time.from.Cold.Shutdown.to.Full.Load | Fluidized.Bed.Technology. | Pulverized.Coal.Technology. | Stoker.Technology. | Other.Combustion.Technology. | Subcritical.Technology. | Supercritical.Technology. | Ultrasupercritical.Technology. | Planned.Net.Summer.Capacity.Uprate..MW. | Planned.Net.Winter.Capacity.Uprate..MW. | Planned.Uprate.Month | Planned.Uprate.Year | Planned.Net.Summer.Capacity.Derate..MW. | Planned.Net.Winter.Capacity.Derate..MW. | Planned.Derate.Month | Planned.Derate.Year | Planned.New.Prime.Mover | Planned.Energy.Source.1 | Planned.New.Nameplate.Capacity..MW. | Planned.Repower.Month | Planned.Repower.Year | Other.Planned.Modifications. | Other.Modifications.Month | Other.Modifications.Year | Cofire.Fuels. | Switch.Between.Oil.and.Natural.Gas.
| 4254 | Consumers Energy Co | 1720 | J C Weadock | MI | Bay | 7 | Conventional Steam Coal | ST |  | S | X | X |  |  | 156.3 | 0.85 | 152 | 155 | 70 | N |  |  | OP | X | 5 | 1955 | 4 | 2016 | N | Electric Utility | 1 | X | SUB | DFO | BIT |  |  |  | DFO |  |  |  | N |  |  | OVER |  | Y |  |  | Y
| 4254 | Consumers Energy Co | 1720 | J C Weadock | MI | Bay | 8 | Conventional Steam Coal | ST |  | S | X | X |  |  | 156.3 | 0.85 | 151 | 155 | 70 | N |  |  | OP | X | 1 | 1958 | 4 | 2016 | N | Electric Utility | 1 | X | SUB | DFO | BIT |  |  |  | DFO |  |  |  | N |  |  | OVER |  | Y |  |  | Y
retiredGenerators.860 |  |  |  | 2015
| Utility.ID | Utility.Name | Plant.Code | Plant.Name | State | County | Generator.ID | Technology | Prime.Mover | Unit.Code | Ownership | Duct.Burners | Can.Bypass.Heat.Recovery.Steam.Generator. | RTO.ISO.LMP.Node.Designation | RTO.ISO.Location.Designation.for.Reporting.Wholesale.Sales.Data.to.FERC | Nameplate.Capacity..MW. | Nameplate.Power.Factor | Summer.Capacity..MW. | Winter.Capacity..MW. | Minimum.Load..MW. | Uprate.or.Derate.Completed.During.Year | Month.Uprate.or.Derate.Completed | Year.Uprate.or.Derate.Completed | Status | Synchronized.to.Transmission.Grid | Operating.Month | Operating.Year | Retirement.Month | Retirement.Year | Associated.with.Combined.Heat.and.Power.System | Sector.Name | Sector | Topping.or.Bottoming | Energy.Source.1 | Energy.Source.2 | Energy.Source.3 | Energy.Source.4 | Energy.Source.5 | Energy.Source.6 | Startup.Source.1 | Startup.Source.2 | Startup.Source.3 | Startup.Source.4 | Solid.Fuel.Gasification.System. | Carbon.Capture.Technology. | Turbines..Inverters..or.Hydrokinetic.Buoys | Time.from.Cold.Shutdown.to.Full.Load | Fluidized.Bed.Technology. | Pulverized.Coal.Technology. | Stoker.Technology. | Other.Combustion.Technology. | Subcritical.Technology. | Supercritical.Technology. | Ultrasupercritical.Technology. | Cofire.Fuels. | Switch.Between.Oil.and.Natural.Gas.
| 4254 | Consumers Energy Co | 1720 | J C Weadock | MI | Bay | A | Natural Gas Fired Combustion Turbine | GT |  | S | X | X |  |  | 18.6 | 0.85 | 13 | 17 | 2.5 | N |  |  | RE | X | 5 | 1968 | 5 | 2015 | N | Electric Utility | 1 | X | NG | [12 empty] | OVER
Boiler_InfoDesign_Parameters.860 |  |  |  | 2015
| Utility.ID | Utility.Name | Plant.Code | Plant.Name | State | Boiler.ID | Boiler.Status | Type.of.Boiler | Inservice.Month | Inservice.Year | Retirement.Month | Retirement.Year | Firing.Type.1 | Firing.Type.2 | Firing.Type.3 | Max.Steam.Flow..Thousand.Pounds.per.Hour. | Firing.Rate.Using.Coal..0.1.Tons.per.Hour. | Firing.Rate.Using.Petroleum..0.1.Barrels.per.Hour. | Firing.Rate.Using.Gas..0.1.MCF.per.Hour. | Firing.Rate.Using.Other.Fuels | Waste.Heat.Input..Million.BTU.per.Hour. | Primary.Fuel.1 | Primary.Fuel.2 | Primary.Fuel.3 | Primary.Fuel.4 | Turndown.Ratio | Efficiency.100..Load | Efficiency.50..Load | Air.Flow.100..Load..Cubic.Feet.per.Minute. | Wet.Dry.Bottom | Fly.Ash.Reinjection | Steam.Plant.Type | missingData
| 4254 | Consumers Energy Co | 1720 | J C Weadock | MI | 7 | OP | N | 4 | 1955 |  |  | TF |  |  | 1050 | 63 | 0 | 0 | 0 |  | BIT | SUB |  |  | 1.7 | 0.893 | 0.896 | 340000 | D | N | 1 | 0
| 4254 | Consumers Energy Co | 1720 | J C Weadock | MI | 8 | OP | N | 4 | 1958 |  |  | TF |  |  | 1050 | 63 | 0 | 0 | 0 |  | SUB | BIT |  |  | 1.7 | 0.893 | 0.896 | 340000 | D | N | 1 | 0
boilerFuelData_923 |  |  |  | 2015
| Plant.Code | Combined.Heat.And..Power.Plant | Plant.Name | Operator.Name | Operator.Id | Plant.State | Census.Region | NERC.Region | NAICS.Code | Sector.Number | Sector.Name | Boiler.ID | Reported.Prime.Mover | Reported.Fuel.Type.Code | Physical.Unit.Label | Quantity.Of.Fuel.Consumed.January | Quantity.Of.Fuel.Consumed.February | Quantity.Of.Fuel.Consumed.March | Quantity.Of.Fuel.Consumed.April | Quantity.Of.Fuel.Consumed.May | Quantity.Of.Fuel.Consumed.June | Quantity.Of.Fuel.Consumed.July | Quantity.Of.Fuel.Consumed.August | Quantity.Of.Fuel.Consumed.September | Quantity.Of.Fuel.Consumed.October | Quantity.Of.Fuel.Consumed.November | Quantity.Of.Fuel.Consumed.December | MMbtu.Per.Unit.January | MMbtu.Per.Unit.February | MMbtu.Per.Unit.March | MMbtu.Per.Unit.April | MMbtu.Per.Unit.May | MMbtu.Per.Unit.June | MMbtu.Per.Unit.July | MMbtu.Per.Unit.August | MMbtu.Per.Unit.September | MMbtu.Per.Unit.October | MMbtu.Per.Unit.November | MMbtu.Per.Unit.December | Sulfur.Content.January | Sulfur.Content.February | Sulfur.Content.March | Sulfur.Content.April | Sulfur.Content.May | Sulfur.Content.June | Sulfur.Content.July | Sulfur.Content.August | Sulfur.Content.September | Sulfur.Content.October | Sulfur.Content.November | Sulfur.Content.December | Ash.Content.January | Ash.Content.February | Ash.Content.March | Ash.Content.April | Ash.Content.May | Ash.Content.June | Ash.Content.July | Ash.Content.August | Ash.Content.September | Ash.Content.October | Ash.Content.November | Ash.Content.December | Total.Fuel.Consumption.Quantity | YEAR | missingData
| 1720 | N | J C Weadock | Consumers Energy Co | 4254 | MI | ENC | RFC | 22 | 1 | Electric Utility | 7 | ST | BIT | short tons | 0 | 0 | 33 | 0 | 0 | 0 | 0 | 19 | 0 | 0 | 0 | 0 | 0 | 0 | 23.758 | 0 | 0 | 0 | 0 | 23.758 | 0 | 0 | 0 | 0 | 0 | 0 | 0.32 | 0 | 0 | 0 | 0 | 0.43 | 0 | 0 | 0 | 0 | 0 | 0 | 5.28 | 0 | 0 | 0 | 0 | 6.07 | 0 | 0 | 0 | 0 | 52 | 2015 | 0
| 1720 | N | J C Weadock | Consumers Energy Co | 4254 | MI | ENC | RFC | 22 | 1 | Electric Utility | 7 | ST | DFO | barrels | 297 | 0 | 0 | 0 | 62 | 0 | 0 | 310 | 0 | 0 | 0 | 0 | 5.753 | 0 | 0 | 0 | 5.753 | 0 | 0 | 5.754 | 0 | 0 | 0 | 0 | 0.5 | 0 | 0 | 0 | 0.5 | 0 | 0 | 0.5 | 0 | 0 | 0 | 0 | 0 | 0 | 0 | 0 | 0 | 0 | 0 | 0 | 0 | 0 | 0 | 0 | 669 | 2015 | 0
| 1720 | N | J C Weadock | Consumers Energy Co | 4254 | MI | ENC | RFC | 22 | 1 | Electric Utility | 7 | ST | SUB | short tons | 41967 | 47813 | 51319 | 44234 | 49621 | 47146 | 52967 | 40356 | 47631 | 50905 | 49052 | 49643 | 17.85 | 17.714 | 17.854 | 17.674 | 17.72 | 17.912 | 17.882 | 17.788 | 17.836 | 17.77 | 17.772 | 17.904 | 0.33 | 0.31 | 0.32 | 0.34 | 0.33 | 0.42 | 0.41 | 0.43 | 0.36 | 0.37 | 0.36 | 0.35 | 5.27 | 5.65 | 5.28 | 5.5 | 5.47 | 6.29 | 5.98 | 6.07 | 5.86 | 5.99 | 5.81 | 5.75 | 572654 | 2015 | 0
| 1720 | N | J C Weadock | Consumers Energy Co | 4254 | MI | ENC | RFC | 22 | 1 | Electric Utility | 8 | ST | BIT | short tons | 0 | 0 | 38 | 0 | 0 | 0 | 0 | 22 | 0 | 0 | 0 | 0 | 0 | 0 | 23.758 | 0 | 0 | 0 | 0 | 23.758 | 0 | 0 | 0 | 0 | 0 | 0 | 0.32 | 0 | 0 | 0 | 0 | 0.44 | 0 | 0 | 0 | 0 | 0 | 0 | 5.32 | 0 | 0 | 0 | 0 | 6.18 | 0 | 0 | 0 | 0 | 60 | 2015 | 0
| 1720 | N | J C Weadock | Consumers Energy Co | 4254 | MI | ENC | RFC | 22 | 1 | Electric Utility | 8 | ST | DFO | barrels | 0 | 0 | 737 | 0 | 0 | 0 | 334 | 0 | 325 | 298 | 0 | 0 | 0 | 0 | 5.753 | 0 | 0 | 0 | 5.754 | 0 | 5.752 | 5.75 | 0 | 0 | 0 | 0 | 0.5 | 0 | 0 | 0 | 0.5 | 0 | 0.5 | 0.5 | 0 | 0 | 0 | 0 | 0 | 0 | 0 | 0 | 0 | 0 | 0 | 0 | 0 | 0 | 1694 | 2015 | 0
| 1720 | N | J C Weadock | Consumers Energy Co | 4254 | MI | ENC | RFC | 22 | 1 | Electric Utility | 8 | ST | SUB | short tons | 52646 | 45723 | 33465 | 47795 | 49729 | 49981 | 47132 | 50816 | 33461 | 40298 | 49472 | 50497 | 17.85 | 17.714 | 17.854 | 17.674 | 17.72 | 17.912 | 17.882 | 17.788 | 17.836 | 17.77 | 17.772 | 17.904 | 0.33 | 0.32 | 0.32 | 0.34 | 0.34 | 0.43 | 0.41 | 0.44 | 0.37 | 0.36 | 0.36 | 0.35 | 5.22 | 5.75 | 5.32 | 5.56 | 5.53 | 6.3 | 5.95 | 6.18 | 5.59 | 5.87 | 5.83 | 5.87 | 551015 | 2015 | 0
generation.data.923 |  |  |  | 2015
| Plant.Code | Combined.Heat.And.Power.Plant | Plant.Name | Operator.Name | Operator.Id | Plant.State | Census.Region | NERC.Region | NAICS.Code | Sector.Number | Sector.Name | Generator.ID | Reported.Prime.Mover | Net.Generation.January | Net.Generation.February | Net.Generation.March | Net.Generation.April | Net.Generation.May | Net.Generation.June | Net.Generation.July | Net.Generation.August | Net.Generation.September | Net.Generation.October | Net.Generation.November | Net.Generation.December | Net.Generation.Year.To.Date | YEAR | missingData
| 1720 | N | J C Weadock | Consumers Energy Co | 4254 | MI | ENC | RFC | 22 | 1 | Electric Utility | 7 | ST | 75074 | 83165 | 89566 | 76826 | 86850 | 79743 | 89747 | 68743 | 82078 | 88672 | 85092 | 86618 | 992174 | 2015 | 0
| 1720 | N | J C Weadock | Consumers Energy Co | 4254 | MI | ENC | RFC | 22 | 1 | Electric Utility | 8 | ST | 92537 | 79073 | 57175 | 82217 | 84898 | 83587 | 77964 | 85253 | 56511 | 69450 | 85560 | 87135 | 941360 | 2015 | 0
page1GenFuelData.923 |  |  |  | 2015
| Plant.Code | Combined.Heat.And.Power.Plant | Nuclear.Unit.Id | Plant.Name | Operator.Name | Operator.Id | Plant.State | Census.Region | NERC.Region | Reserved | NAICS.Code | EIA.Sector.Number | Sector.Name | Reported.Prime.Mover | Reported.Fuel.Type.Code | AER.Fuel.Type.Code | Reserved.1 | Reserved.2 | Physical.Unit.Label | Quantity.January | Quantity.February | Quantity.March | Quantity.April | Quantity.May | Quantity.June | Quantity.July | Quantity.August | Quantity.September | Quantity.October | Quantity.November | Quantity.December | Elec_Quantity.January | Elec_Quantity.February | Elec_Quantity.March | Elec_Quantity.April | Elec_Quantity.May | Elec_Quantity.June | Elec_Quantity.July | Elec_Quantity.August | Elec_Quantity.September | Elec_Quantity.October | Elec_Quantity.November | Elec_Quantity.December | MMBtuPer_Unit.January | MMBtuPer_Unit.February | MMBtuPer_Unit.March | MMBtuPer_Unit.April | MMBtuPer_Unit.May | MMBtuPer_Unit.June | MMBtuPer_Unit.July | MMBtuPer_Unit.August | MMBtuPer_Unit.September | MMBtuPer_Unit.October | MMBtuPer_Unit.November | MMBtuPer_Unit.December | Tot_MMBtu.January | Tot_MMBtu.February | Tot_MMBtu.March | Tot_MMBtu.April | Tot_MMBtu.May | Tot_MMBtu.June | Tot_MMBtu.July | Tot_MMBtu.August | Tot_MMBtu.September | Tot_MMBtu.October | Tot_MMBtu.November | Tot_MMBtu.December | Elec_MMBtu.January | Elec_MMBtu.February | Elec_MMBtu.March | Elec_MMBtu.April | Elec_MMBtu.May | Elec_MMBtu.June | Elec_MMBtu.July | Elec_MMBtu.August | Elec_MMBtu.September | Elec_MMBtu.October | Elec_MMBtu.November | Elec_MMBtu.December | Netgen.January | Netgen.February | Netgen.March | Netgen.April | Netgen.May | Netgen.June | Netgen.July | Netgen.August | Netgen.September | Netgen.October | Netgen.November | Netgen.December | Total.Fuel.Consumption.Quantity | Electric.Fuel.Consumption.Quantity | Total.Fuel.Consumption.MMBtu | Elec.Fuel.Consumption.MMBtu | Net.Generation..Megawatthours. | YEAR | missingData
| 1720 | N | . | J C Weadock | Consumers Energy Co | 4254 | MI | ENC | RFC |  | 22 | 1 | Electric Utility | GT | NG | NG |  |  | mcf | 0 | 0 | 0 | 0 | 0 | 0 | 0 | 0 | 0 | 0 | 0 | 0 | 0 | 0 | 0 | 0 | 0 | 0 | 0 | 0 | 0 | 0 | 0 | 0 | 0 | 0 | 0 | 0 | 0 | 0 | 0 | 0 | 0 | 0 | 0 | 0 | 0 | 0 | 0 | 0 | 0 | 0 | 0 | 0 | 0 | 0 | 0 | 0 | 0 | 0 | 0 | 0 | 0 | 0 | 0 | 0 | 0 | 0 | 0 | 0 | 0 | 0 | 0 | 0 | 0 | 0 | 0 | 0 | 0 | 0 | 0 | 0 | 0 | 0 | 0 | 0 | 0 | 2015 | 66
| 1720 | N | . | J C Weadock | Consumers Energy Co | 4254 | MI | ENC | RFC |  | 22 | 1 | Electric Utility | ST | BIT | COL |  |  | short tons | 0 | 0 | 71 | 0 | 0 | 0 | 0 | 41 | 0 | 0 | 0 | 0 | 0 | 0 | 71 | 0 | 0 | 0 | 0 | 41 | 0 | 0 | 0 | 0 | 0 | 0 | 23.758 | 0 | 0 | 0 | 0 | 23.758 | 0 | 0 | 0 | 0 | 0 | 0 | 1687 | 0 | 0 | 0 | 0 | 974 | 0 | 0 | 0 | 0 | 0 | 0 | 1687 | 0 | 0 | 0 | 0 | 974 | 0 | 0 | 0 | 0 | 0 | 0 | 162.882 | 0 | 0 | 0 | 0 | 92.337 | 0 | 0 | 0 | 0 | 112 | 112 | 2661 | 2661 | 255.219 | 2015 | 0
| 1720 | N | . | J C Weadock | Consumers Energy Co | 4254 | MI | ENC | RFC |  | 22 | 1 | Electric Utility | ST | DFO | DFO |  |  | barrels | 297 | 0 | 737 | 0 | 62 | 0 | 334 | 310 | 325 | 298 | 0 | 0 | 297 | 0 | 737 | 0 | 62 | 0 | 334 | 310 | 325 | 298 | 0 | 0 | 5.753 | 0 | 5.753 | 0 | 5.753 | 0 | 5.754 | 5.754 | 5.752 | 5.75 | 0 | 0 | 1709 | 0 | 4240 | 0 | 357 | 0 | 1922 | 1784 | 1869 | 1714 | 0 | 0 | 1709 | 0 | 4240 | 0 | 357 | 0 | 1922 | 1784 | 1869 | 1714 | 0 | 0 | 169.405 | 0 | 409.418 | 0 | 34.79 | 0 | 179.873 | 169.089 | 178.894 | 167.002 | 0 | 0 | 2363 | 2363 | 13595 | 13595 | 1308.471 | 2015 | 0
| 1720 | N | . | J C Weadock | Consumers Energy Co | 4254 | MI | ENC | RFC |  | 22 | 1 | Electric Utility | ST | SUB | COL |  |  | short tons | 94613 | 93536 | 84784 | 92029 | 99350 | 97127 | 100099 | 91172 | 81092 | 91203 | 98524 | 100140 | 94613 | 93536 | 84784 | 92029 | 99350 | 97127 | 100099 | 91172 | 81092 | 91203 | 98524 | 100140 | 17.85 | 17.714 | 17.854 | 17.674 | 17.72 | 17.912 | 17.882 | 17.788 | 17.836 | 17.77 | 17.772 | 17.904 | 1688842 | 1656897 | 1513734 | 1626521 | 1760482 | 1739739 | 1789970 | 1621768 | 1446357 | 1620677 | 1750969 | 1792907 | 1688842 | 1656897 | 1513734 | 1626521 | 1760482 | 1739739 | 1789970 | 1621768 | 1446357 | 1620677 | 1750969 | 1792907 | 167441.6 | 162238 | 146168.7 | 159043 | 171713.21 | 163330 | 167531.13 | 153734.57 | 138410.11 | 157955 | 170652 | 173753 | 1123669 | 1123669 | 20008863 | 20008863 | 1931970.3 | 2015 | 0
FuelHeatByLine |  |  |  | 2015
| Plant.Code | Boiler.ID | bogen | Reported.Prime.Mover_bf.923 | Reported.Fuel.Type.Code | Fuel.Heat.January | Fuel.Heat.February | Fuel.Heat.March | Fuel.Heat.April | Fuel.Heat.May | Fuel.Heat.June | Fuel.Heat.July | Fuel.Heat.August | Fuel.Heat.September | Fuel.Heat.October | Fuel.Heat.November | Fuel.Heat.December | YEAR
| 1720 | 7 | 1720^1 | ST | BIT | 0 | 0 | 784.014 | 0 | 0 | 0 | 0 | 451.402 | 0 | 0 | 0 | 0 | 2015
| 1720 | 7 | 1720^1 | ST | DFO | 1708.641 | 0 | 0 | 0 | 356.686 | 0 | 0 | 1783.74 | 0 | 0 | 0 | 0 | 2015
| 1720 | 7 | 1720^1 | ST | SUB | 749110.95 | 846959.482 | 916249.426 | 781791.716 | 879284.12 | 844479.152 | 947155.894 | 717852.528 | 849546.516 | 904581.85 | 871752.144 | 888808.272 | 2015
| 1720 | 8 | 1720^1 | ST | DFO | 0 | 0 | 4239.961 | 0 | 0 | 0 | 1921.836 | 0 | 1869.4 | 1713.5 | 0 | 0 | 2015
| 1720 | 8 | 1720^1 | ST | BIT | 0 | 0 | 902.804 | 0 | 0 | 0 | 0 | 522.676 | 0 | 0 | 0 | 0 | 2015
| 1720 | 8 | 1720^1 | ST | SUB | 939731.1 | 809937.222 | 597484.11 | 844728.83 | 881197.88 | 895259.672 | 842814.424 | 903915.008 | 596810.396 | 716095.46 | 879216.384 | 904098.288 | 2015
NetGenByLine |  |  |  | 2015
| Plant.Code | Generator.ID | bogen | Reported.Prime.Mover | Net.Generation.Year.To.Date | Net.Generation.January | Net.Generation.February | Net.Generation.March | Net.Generation.April | Net.Generation.May | Net.Generation.June | Net.Generation.July | Net.Generation.August | Net.Generation.September | Net.Generation.October | Net.Generation.November | Net.Generation.December | YEAR
| 1720 | 7 | 1720^1 | ST | 992174 | 75074 | 83165 | 89566 | 76826 | 86850 | 79743 | 89747 | 68743 | 82078 | 88672 | 85092 | 86618 | 2015
| 1720 | 8 | 1720^1 | ST | 941360 | 92537 | 79073 | 57175 | 82217 | 84898 | 83587 | 77964 | 85253 | 56511 | 69450 | 85560 | 87135 | 2015
FuelHeatByBoilerID |  |  |  | 2015
| Plant.Code | Boiler.ID | bogen | Reported.Prime.Mover_bf.923 | flagFuelHeat | Boiler.ID.Total.Fuel.Heat.January | Boiler.ID.Total.Fuel.Heat.February | Boiler.ID.Total.Fuel.Heat.March | Boiler.ID.Total.Fuel.Heat.April | Boiler.ID.Total.Fuel.Heat.May | Boiler.ID.Total.Fuel.Heat.June | Boiler.ID.Total.Fuel.Heat.July | Boiler.ID.Total.Fuel.Heat.August | Boiler.ID.Total.Fuel.Heat.September | Boiler.ID.Total.Fuel.Heat.October | Boiler.ID.Total.Fuel.Heat.November | Boiler.ID.Total.Fuel.Heat.December | YEAR
| 1720 | 7 | 1720^1 | ST | 0 | 750819.591 | 846959.482 | 917033.44 | 781791.716 | 879640.806 | 844479.152 | 947155.894 | 720087.67 | 849546.516 | 904581.85 | 871752.144 | 888808.272 | 2015
| 1720 | 8 | 1720^1 | ST | 0 | 939731.1 | 809937.222 | 602626.875 | 844728.83 | 881197.88 | 895259.672 | 844736.26 | 904437.684 | 598679.796 | 717808.96 | 879216.384 | 904098.288 | 2015
NetGenByGeneratorID |  |  |  | 2015
| Plant.Code | Generator.ID | bogen | Reported.Prime.Mover_923 | Net.Generation.mwh | Generator.ID.Total.Net.Generation.January | Generator.ID.Total.Net.Generation.February | Generator.ID.Total.Net.Generation.March | Generator.ID.Total.Net.Generation.April | Generator.ID.Total.Net.Generation.May | Generator.ID.Total.Net.Generation.June | Generator.ID.Total.Net.Generation.July | Generator.ID.Total.Net.Generation.August | Generator.ID.Total.Net.Generation.September | Generator.ID.Total.Net.Generation.October | Generator.ID.Total.Net.Generation.November | Generator.ID.Total.Net.Generation.December | YEAR
| 1720 | 7 | 1720^1 | ST | 992174 | 75074 | 83165 | 89566 | 76826 | 86850 | 79743 | 89747 | 68743 | 82078 | 88672 | 85092 | 86618 | 2015
| 1720 | 8 | 1720^1 | ST | 941360 | 92537 | 79073 | 57175 | 82217 | 84898 | 83587 | 77964 | 85253 | 56511 | 69450 | 85560 | 87135 | 2015
FuelHeatByBogen |  |  |  | 2015
| Plant.Code | blankCol | bogen | Reported.Prime.Mover_bf.923 | flagFuelHeat | Bogen.Total.Fuel.Heat.January | Bogen.Total.Fuel.Heat.February | Bogen.Total.Fuel.Heat.March | Bogen.Total.Fuel.Heat.April | Bogen.Total.Fuel.Heat.May | Bogen.Total.Fuel.Heat.June | Bogen.Total.Fuel.Heat.July | Bogen.Total.Fuel.Heat.August | Bogen.Total.Fuel.Heat.September | Bogen.Total.Fuel.Heat.October | Bogen.Total.Fuel.Heat.November | Bogen.Total.Fuel.Heat.December | YEAR
| 1720 |  | 1720^1 | ST | 0 | 1690550.691 | 1656896.704 | 1519660.315 | 1626520.546 | 1760838.686 | 1739738.824 | 1791892.154 | 1624525.354 | 1448226.312 | 1622390.81 | 1750968.528 | 1792906.56 | 2015
NetGenByBogen |  |  |  | 2015
| Plant.Code | blankCol | bogen | Reported.Prime.Mover_923 | Net.Generation.mwh | Bogen.Total.Net.Generation.January | Bogen.Total.Net.Generation.February | Bogen.Total.Net.Generation.March | Bogen.Total.Net.Generation.April | Bogen.Total.Net.Generation.May | Bogen.Total.Net.Generation.June | Bogen.Total.Net.Generation.July | Bogen.Total.Net.Generation.August | Bogen.Total.Net.Generation.September | Bogen.Total.Net.Generation.October | Bogen.Total.Net.Generation.November | Bogen.Total.Net.Generation.December | YEAR
| 1720 |  | 1720^1 | ST | 992174 | 167611 | 162238 | 146741 | 159043 | 171748 | 163330 | 167711 | 153996 | 138589 | 158122 | 170652 | 173753 | 2015
| 1720 |  | 1720^1 | ST | 941360 | 167611 | 162238 | 146741 | 159043 | 171748 | 163330 | 167711 | 153996 | 138589 | 158122 | 170652 | 173753 | 2015
ThermalEfficiencyByBogen |  |  |  | 2015
| Plant.Code | blankCol | bogen | Reported.Prime.Mover_923 | Net.Generation.mwh | ThermalEfficiency.January | ThermalEfficiency.February | ThermalEfficiency.March | ThermalEfficiency.April | ThermalEfficiency.May | ThermalEfficiency.June | ThermalEfficiency.July | ThermalEfficiency.August | ThermalEfficiency.September | ThermalEfficiency.October | ThermalEfficiency.November | ThermalEfficiency.December | YEAR
| 1720 |  | 1720^1 | ST | 992174 | 0.3383 | 0.33411 | 0.32948 | 0.33364 | 0.33281 | 0.32034 | 0.31936 | 0.32345 | 0.32653 | 0.33256 | 0.33255 | 0.33068 | 2015
| 1720 |  | 1720^1 | ST | 941360 | 0.3383 | 0.33411 | 0.32948 | 0.33364 | 0.33281 | 0.32034 | 0.31936 | 0.32345 | 0.32653 | 0.33256 | 0.33255 | 0.33068 | 2015

## 1843
2015 | Plant.Code | orig_bogencoo.key | auto_bogencoo.key | combogencoo_cool_type_key | EIA_BocooAssoc | EIA_CoolingEnviroEquip | orig_sheet3_key | auto_sheet3_flags | auto_sheet3_key | orig_sheet4_key | auto_sheet4_flags | auto_sheet4_key | EIA_associationTable | generator.data.860 | retiredGenerators.860 | Boiler_InfoDesign_Parameters.860 | boilerFuelData_923 | generation.data.923 | page1GenFuelData.923 | FuelHeatByLine | NetGenByLine | FuelHeatByBoilerID | NetGenByGeneratorID | FuelHeatByBogen | NetGenByBogen | ThermalEfficiencyByBogen
| 1843 | 1 | 2 | 1 | 0 | 0 | 2 | 2 | 2 | 2 | 2 | 2 | 3 | 3 | 0 | 3 | 6 | 2 | 5 | 6 | 2 | 2 | 2 | 3 | 3 | 3
orig_bogencoo.key |  |  |  | 2015
| combogen | combogencoo | Plant.Code
| combogen^1843^3 | combogencoo^1843^2 | 1843
auto_bogencoo.key |  |  |  | 2015
manualEdit | manualBogenEdit | Plant.Code | Bogen | combogen | combogencoo | Boiler.ID | Unit.Code | bga.source | Boiler.ID.Total.Fuel.Heat.January | PlantLine.Total.Fuel.Heat.January | flagNG_no_FH_January | flagFH_no_NG_January | flagFuelHeat_January | Boiler.ID.Total.Fuel.Heat.February | PlantLine.Total.Fuel.Heat.February | flagNG_no_FH_February | flagFH_no_NG_February | flagFuelHeat_February | Boiler.ID.Total.Fuel.Heat.March | PlantLine.Total.Fuel.Heat.March | flagNG_no_FH_March | flagFH_no_NG_March | flagFuelHeat_March | Boiler.ID.Total.Fuel.Heat.April | PlantLine.Total.Fuel.Heat.April | flagNG_no_FH_April | flagFH_no_NG_April | flagFuelHeat_April | Boiler.ID.Total.Fuel.Heat.May | PlantLine.Total.Fuel.Heat.May | flagNG_no_FH_May | flagFH_no_NG_May | flagFuelHeat_May | Boiler.ID.Total.Fuel.Heat.June | PlantLine.Total.Fuel.Heat.June | flagNG_no_FH_June | flagFH_no_NG_June | flagFuelHeat_June | Boiler.ID.Total.Fuel.Heat.July | PlantLine.Total.Fuel.Heat.July | flagNG_no_FH_July | flagFH_no_NG_July | flagFuelHeat_July | Boiler.ID.Total.Fuel.Heat.August | PlantLine.Total.Fuel.Heat.August | flagNG_no_FH_August | flagFH_no_NG_August | flagFuelHeat_August | Boiler.ID.Total.Fuel.Heat.September | PlantLine.Total.Fuel.Heat.September | flagNG_no_FH_September | flagFH_no_NG_September | flagFuelHeat_September | Boiler.ID.Total.Fuel.Heat.October | PlantLine.Total.Fuel.Heat.October | flagNG_no_FH_October | flagFH_no_NG_October | flagFuelHeat_October | Boiler.ID.Total.Fuel.Heat.November | PlantLine.Total.Fuel.Heat.November | flagNG_no_FH_November | flagFH_no_NG_November | flagFuelHeat_November | Boiler.ID.Total.Fuel.Heat.December | PlantLine.Total.Fuel.Heat.December | flagNG_no_FH_December | flagFH_no_NG_December | flagFuelHeat_December | missing.from.923 | flagBoiler.ID_assoc | orig_Boiler.ID_assoc | orig_Boiler.ID_bf.923 | flagBoiler.ID_bf.923 | missing.bf.923 | Reported.Prime.Mover_bf.923 | Reported.Prime.Mover_923 | Reported.Prime.Mover_860 | Reported.Fuel.Type.Code | Technology | Energy.Source.1 | unmapped_but_in_923 | unmapped | Orphan.Boiler | Boiler.Status | Boiler.Retirement.Year | Boiler.Retirement.Month | flag_BoilerRetired | flag_Boiler.Status | Boiler.ID.NotIn.Assoc | missingPlant.assoc | missingPlant.boilerDesignData.860 | missingPlant.generation.data.923 | missingPlant.boilerFuelData.923 | Reported.Prime.Mover_page1 | flag.ST.missing.bf.923 | flag.CACT.missingPair | flag_923bogenCTonly | flag.NGCC.badFuel | flag.ST.missing.bf.923.unmapped | flag_RPM | flag_floatingGen | flagFuelHeat | flag_STassoc_CT_CS_CA | flag_CSassociation | countFlags | YEAR | plant_bo | plant_bo_bf.923 | plant_bo_assoc | Utility.ID | Utility.Name | Plant.Name | Cooling.ID | Steam.Plant.Type | flagBoiler.ID_bocoo | orig_Boiler.ID_bocoo | manualBogenEditFileName | manualBogenEditDateTime
0 | 0 | 1843 | 1843^2 | combogen^1843^2 |  | 2 | none | eia860.org | 23993.6 |  | 0 | 0 | 0 | 45561.76 |  | 0 | 0 | 0 | 18177.76 |  | 0 | 0 | 0 | 65643.36 |  | 0 | 0 | 0 | 938.88 |  | 0 | 0 | 0 | 15621.92 |  | 0 | 0 | 0 | 0 |  | 0 | 0 | 0 | 0 |  | 0 | 0 | 0 | 0 |  | 0 | 0 | 0 | 0 |  | 0 | 0 | 0 | 0 |  | 0 | 0 | 0 | 0 |  | 0 | 0 | 0 | FALSE | removeChar | 2 | 2 | removeChar | FALSE | ST | ST | ST | DFO | Conventional Steam Coal | BIT | FALSE | FALSE | FALSE | OP |  |  |  | 0 | 0 | FALSE | FALSE | FALSE | FALSE |  | 0 | FALSE | FALSE | 0 | 0 |  | 0 | 0 | 0 | 0 | 2 | 2015 | 1843^2 | 1843^2 | 1843^2
0 | 0 | 1843 | 1843^3 | combogen^1843^3 |  | 3 | none | eia860.org | 375308.52 |  | 0 | 0 | 0 | 332177.17 |  | 0 | 0 | 0 | 343890.14 |  | 0 | 0 | 0 | 150591.2 |  | 0 | 0 | 0 | 279333.21 |  | 0 | 0 | 0 | 252408.93 |  | 0 | 0 | 0 | 323991.54 |  | 0 | 0 | 0 | 339221.55 |  | 0 | 0 | 0 | 317677.91 |  | 0 | 0 | 0 | 318525.69 |  | 0 | 0 | 0 | 312402.81 |  | 0 | 0 | 0 | 337803.47 |  | 0 | 0 | 0 | FALSE | removeChar | 3 | 3 | removeChar | FALSE | ST | ST | ST | SUB | Conventional Steam Coal | SUB | FALSE | FALSE | FALSE | OP |  |  |  | 0 | 0 | FALSE | FALSE | FALSE | FALSE |  | 0 | FALSE | FALSE | 0 | 0 |  | 0 | 0 | 0 | 0 | 2 | 2015 | 1843^3 | 1843^3 | 1843^3
combogencoo_cool_type_key |  |  |  | 2015
manualEdit | Plant.Code | bogencoo | LAKE..OF..OC..RC. | RIVER..OF. | POND..OC..RC. | TOWER..RF..RI..RN. | DC | OS
0 | 1843 | combogencoo^1843^1 | 1
EIA_BocooAssoc |  |  |  | 2015
| Utility.ID | Utility.Name | Plant.Code | Plant.Name | Boiler.ID | Cooling.ID | Steam.Plant.Type
EIA_CoolingEnviroEquip |  |  |  | 2015
| Utility.ID | Utility.Name | Plant.Code | Plant.Name | State | Cooling.ID | Cooling.Status | Inservice.Month | Inservice.Year | Cooling.Type.1 | Cooling.Type.2 | Cooling.Type.3 | Cooling.Type.4 | Percent.Dry.Cooling | Cooling.Water.Source | Cooling.Water.Discharge | Water.Source.Code | Water.Type.Code | Intake.Rate.at.100...Gallons.per.Minute. | Chlorine.Inservice.Month | Chlorine.Inservice.Year | Pond.Inservice.Month | Pond.Inservice.Year | Pond.Surface.Area..Acres. | Pond.Volume..Acre.Feet. | Tower.Inservice.Month | Tower.Inservice.Year | Tower.Type.1 | Tower.Type.2 | Tower.Type.3 | Tower.Type.4 | Tower.Water.Rate..Gallons.per.Minute. | Power.Requirement..MW. | Cost.Total..Thousand.Dollars. | Cost.Ponds..Thousand.Dollars. | Cost.Towers..Thousand.Dollars. | Cost.Chlorine.Equipment..Thousand.Dollars. | Intake.Distance.Shore..Feet. | Outlet.Distance.Shore..Feet. | Intake.Distance.Surface..Feet. | Outlet.Distance.Surface..Feet. | Steam.Plant.Type
orig_sheet3_key |  |  |  | 2015
| plant_bo | bogen | Plant.Code
| 1843^2 | 1843^2 | 1843
| 1843^3 | 1843^3 | 1843
auto_sheet3_flags |  |  |  | 2015
| Plant.Code | plant_bo | bogen | missing.from.923 | unmapped_but_in_923 | unmapped | Orphan.Boiler | Boiler.Status | Boiler.ID.NotIn.Assoc | missingPlant.assoc | missingPlant.boilerDesignData.860 | missingPlant.generation.data.923 | missingPlant.boilerFuelData.923 | flag.CACT.missingPair | missing.bf.923 | flag.ST.missing.bf.923 | flag.ST.missing.bf.923.unmapped | flag_RPM | flag_floatingGen | flag_BoilerRetired | flag_Boiler.Status | flag_923bogenCTonly | flagFuelHeat | flag_STassoc_CT_CS_CA | flag_CSassociation | flagFH_no_NG_January | flagNG_no_FH_January | flagFuelHeat_January | flagFH_no_NG_February | flagNG_no_FH_February | flagFuelHeat_February | flagFH_no_NG_March | flagNG_no_FH_March | flagFuelHeat_March | flagFH_no_NG_April | flagNG_no_FH_April | flagFuelHeat_April | flagFH_no_NG_May | flagNG_no_FH_May | flagFuelHeat_May | flagFH_no_NG_June | flagNG_no_FH_June | flagFuelHeat_June | flagFH_no_NG_July | flagNG_no_FH_July | flagFuelHeat_July | flagFH_no_NG_August | flagNG_no_FH_August | flagFuelHeat_August | flagFH_no_NG_September | flagNG_no_FH_September | flagFuelHeat_September | flagFH_no_NG_October | flagNG_no_FH_October | flagFuelHeat_October | flagFH_no_NG_November | flagNG_no_FH_November | flagFuelHeat_November | flagFH_no_NG_December | flagNG_no_FH_December | flagFuelHeat_December | flag_ManualPlant | flag_MisMatch
| 1843 | 1843^2 | 1843^2 | 0 | 0 | 0 | 0 | 0 | 0 | 0 | 0 | 0 | 0 | 0 | 0 | 0 | 0 | 0 | 0 | 0 | 0 | 0 | 0 | 0 | 0 | 0 | 0 | 0 | 0 | 0 | 0 | 0 | 0 | 0 | 0 | 0 | 0 | 0 | 0 | 0 | 0 | 0 | 0 | 0 | 0 | 0 | 0 | 0 | 0 | 0 | 0 | 0 | 0 | 0 | 0 | 0 | 0 | 0 | 0 | 0 | 0 | 0 | 1
| 1843 | 1843^3 | 1843^3 | 0 | 0 | 0 | 0 | 0 | 0 | 0 | 0 | 0 | 0 | 0 | 0 | 0 | 0 | 0 | 0 | 0 | 0 | 0 | 0 | 0 | 0 | 0 | 0 | 0 | 0 | 0 | 0 | 0 | 0 | 0 | 0 | 0 | 0 | 0 | 0 | 0 | 0 | 0 | 0 | 0 | 0 | 0 | 0 | 0 | 0 | 0 | 0 | 0 | 0 | 0 | 0 | 0 | 0 | 0 | 0 | 0 | 0 | 0 | 1
auto_sheet3_key |  |  |  | 2015
manualBogenEdit | Plant.Code | bogen | Boiler.ID | Unit.Code | bga.source | Boiler.ID.Total.Fuel.Heat.January | PlantLine.Total.Fuel.Heat.January | flagNG_no_FH_January | flagFH_no_NG_January | flagFuelHeat_January | Boiler.ID.Total.Fuel.Heat.February | PlantLine.Total.Fuel.Heat.February | flagNG_no_FH_February | flagFH_no_NG_February | flagFuelHeat_February | Boiler.ID.Total.Fuel.Heat.March | PlantLine.Total.Fuel.Heat.March | flagNG_no_FH_March | flagFH_no_NG_March | flagFuelHeat_March | Boiler.ID.Total.Fuel.Heat.April | PlantLine.Total.Fuel.Heat.April | flagNG_no_FH_April | flagFH_no_NG_April | flagFuelHeat_April | Boiler.ID.Total.Fuel.Heat.May | PlantLine.Total.Fuel.Heat.May | flagNG_no_FH_May | flagFH_no_NG_May | flagFuelHeat_May | Boiler.ID.Total.Fuel.Heat.June | PlantLine.Total.Fuel.Heat.June | flagNG_no_FH_June | flagFH_no_NG_June | flagFuelHeat_June | Boiler.ID.Total.Fuel.Heat.July | PlantLine.Total.Fuel.Heat.July | flagNG_no_FH_July | flagFH_no_NG_July | flagFuelHeat_July | Boiler.ID.Total.Fuel.Heat.August | PlantLine.Total.Fuel.Heat.August | flagNG_no_FH_August | flagFH_no_NG_August | flagFuelHeat_August | Boiler.ID.Total.Fuel.Heat.September | PlantLine.Total.Fuel.Heat.September | flagNG_no_FH_September | flagFH_no_NG_September | flagFuelHeat_September | Boiler.ID.Total.Fuel.Heat.October | PlantLine.Total.Fuel.Heat.October | flagNG_no_FH_October | flagFH_no_NG_October | flagFuelHeat_October | Boiler.ID.Total.Fuel.Heat.November | PlantLine.Total.Fuel.Heat.November | flagNG_no_FH_November | flagFH_no_NG_November | flagFuelHeat_November | Boiler.ID.Total.Fuel.Heat.December | PlantLine.Total.Fuel.Heat.December | flagNG_no_FH_December | flagFH_no_NG_December | flagFuelHeat_December | missing.from.923 | flagBoiler.ID_assoc | orig_Boiler.ID_assoc | orig_Boiler.ID_bf.923 | flagBoiler.ID_bf.923 | missing.bf.923 | Reported.Prime.Mover_bf.923 | Reported.Prime.Mover_923 | Reported.Prime.Mover_860 | Reported.Fuel.Type.Code | Technology | Energy.Source.1 | unmapped_but_in_923 | unmapped | Orphan.Boiler | Boiler.Status | Boiler.Retirement.Year | Boiler.Retirement.Month | flag_BoilerRetired | flag_Boiler.Status | Boiler.ID.NotIn.Assoc | missingPlant.assoc | missingPlant.boilerDesignData.860 | missingPlant.generation.data.923 | missingPlant.boilerFuelData.923 | Reported.Prime.Mover_page1 | flag.ST.missing.bf.923 | flag.CACT.missingPair | flag_923bogenCTonly | flag.NGCC.badFuel | flag.ST.missing.bf.923.unmapped | flag_RPM | flag_floatingGen | flagFuelHeat | flag_STassoc_CT_CS_CA | flag_CSassociation | countFlags | YEAR | plant_bo | plant_bo_bf.923 | plant_bo_assoc | manualBogenEditFileName | manualBogenEditDateTime
0 | 1843 | 1843^2 | 2 | none | eia860.org | 23993.6 |  | 0 | 0 | 0 | 45561.76 |  | 0 | 0 | 0 | 18177.76 |  | 0 | 0 | 0 | 65643.36 |  | 0 | 0 | 0 | 938.88 |  | 0 | 0 | 0 | 15621.92 |  | 0 | 0 | 0 | 0 |  | 0 | 0 | 0 | 0 |  | 0 | 0 | 0 | 0 |  | 0 | 0 | 0 | 0 |  | 0 | 0 | 0 | 0 |  | 0 | 0 | 0 | 0 |  | 0 | 0 | 0 | FALSE | removeChar | 2 | 2 | removeChar | FALSE | ST | ST | ST | DFO | Conventional Steam Coal | BIT | FALSE | FALSE | FALSE | OP |  |  |  | 0 | 0 | FALSE | FALSE | FALSE | FALSE |  | 0 | FALSE | FALSE | 0 | 0 |  | 0 | 0 | 0 | 0 | 2 | 2015 | 1843^2 | 1843^2 | 1843^2
0 | 1843 | 1843^3 | 3 | none | eia860.org | 375308.52 |  | 0 | 0 | 0 | 332177.17 |  | 0 | 0 | 0 | 343890.14 |  | 0 | 0 | 0 | 150591.2 |  | 0 | 0 | 0 | 279333.21 |  | 0 | 0 | 0 | 252408.93 |  | 0 | 0 | 0 | 323991.54 |  | 0 | 0 | 0 | 339221.55 |  | 0 | 0 | 0 | 317677.91 |  | 0 | 0 | 0 | 318525.69 |  | 0 | 0 | 0 | 312402.81 |  | 0 | 0 | 0 | 337803.47 |  | 0 | 0 | 0 | FALSE | removeChar | 3 | 3 | removeChar | FALSE | ST | ST | ST | SUB | Conventional Steam Coal | SUB | FALSE | FALSE | FALSE | OP |  |  |  | 0 | 0 | FALSE | FALSE | FALSE | FALSE |  | 0 | FALSE | FALSE | 0 | 0 |  | 0 | 0 | 0 | 0 | 2 | 2015 | 1843^3 | 1843^3 | 1843^3
orig_sheet4_key |  |  |  | 2015
| plant_gen | bogen | Plant.Code
| 1843^2 | 1843^2 | 1843
| 1843^3 | 1843^3 | 1843
auto_sheet4_flags |  |  |  | 2015
| Plant.Code | plant_gen | bogen | missing.from.923 | Generator.Status | Orphan.Generator | unmapped_but_in_923 | unmapped | missingPlant.assoc | missingPlant.generator.data.860 | missingPlant.generation.data.923 | flag.CACT.missingPair | missing.bf.923 | missing.generation.data | flag.ST.missing.bf.923 | flag.ST.missing.bf.923.unmapped | flag_RPM | flag_floatingGen | flag_GeneratorRetired | flag_Generator.Status | flag_923bogenCTonly | flagFuelHeat | flag_STassoc_CT_CS_CA | flag_CSassociation | flagNetGenWithoutFuelHeat | flagFuelHeatWithoutNetGen | flagFH_no_NG_January | flagNG_no_FH_January | flagFuelHeat_January | flagFH_no_NG_February | flagNG_no_FH_February | flagFuelHeat_February | flagFH_no_NG_March | flagNG_no_FH_March | flagFuelHeat_March | flagFH_no_NG_April | flagNG_no_FH_April | flagFuelHeat_April | flagFH_no_NG_May | flagNG_no_FH_May | flagFuelHeat_May | flagFH_no_NG_June | flagNG_no_FH_June | flagFuelHeat_June | flagFH_no_NG_July | flagNG_no_FH_July | flagFuelHeat_July | flagFH_no_NG_August | flagNG_no_FH_August | flagFuelHeat_August | flagFH_no_NG_September | flagNG_no_FH_September | flagFuelHeat_September | flagFH_no_NG_October | flagNG_no_FH_October | flagFuelHeat_October | flagFH_no_NG_November | flagNG_no_FH_November | flagFuelHeat_November | flagFH_no_NG_December | flagNG_no_FH_December | flagFuelHeat_December | flag_ManualPlant | flag_MisMatch
| 1843 | 1843^2 | 1843^2 | 0 | 0 | 0 | 0 | 0 | 0 | 0 | 0 | 0 | 0 | 0 | 0 | 0 | 0 | 0 | 0 | 0 | 0 | 0 | 0 | 0 | 0 | 0 | 0 | 0 | 0 | 0 | 0 | 0 | 0 | 0 | 0 | 0 | 0 | 0 | 0 | 0 | 0 | 0 | 0 | 0 | 0 | 0 | 0 | 0 | 0 | 0 | 0 | 0 | 0 | 0 | 0 | 0 | 0 | 0 | 0 | 0 | 0 | 0 | 0 | 1
| 1843 | 1843^3 | 1843^3 | 0 | 0 | 0 | 0 | 0 | 0 | 0 | 0 | 0 | 0 | 0 | 0 | 0 | 0 | 0 | 0 | 0 | 0 | 0 | 0 | 0 | 0 | 0 | 0 | 0 | 0 | 0 | 0 | 0 | 0 | 0 | 0 | 0 | 0 | 0 | 0 | 0 | 0 | 0 | 0 | 0 | 0 | 0 | 0 | 0 | 0 | 0 | 0 | 0 | 0 | 0 | 0 | 0 | 0 | 0 | 0 | 0 | 0 | 0 | 0 | 1
auto_sheet4_key |  |  |  | 2015
manualBogenEdit | Plant.Code | Generator.ID | bogen | Unit.Code | bga.source | Net.Generation.mwh | Generator.ID.Total.Net.Generation.January | PlantLine.Total.Fuel.Heat.January | PlantLine.Total.Net.Generation.January | flagNG_no_FH_January | flagFH_no_NG_January | flagFuelHeat_January | Generator.ID.Total.Net.Generation.February | PlantLine.Total.Fuel.Heat.February | PlantLine.Total.Net.Generation.February | flagNG_no_FH_February | flagFH_no_NG_February | flagFuelHeat_February | Generator.ID.Total.Net.Generation.March | PlantLine.Total.Fuel.Heat.March | PlantLine.Total.Net.Generation.March | flagNG_no_FH_March | flagFH_no_NG_March | flagFuelHeat_March | Generator.ID.Total.Net.Generation.April | PlantLine.Total.Fuel.Heat.April | PlantLine.Total.Net.Generation.April | flagNG_no_FH_April | flagFH_no_NG_April | flagFuelHeat_April | Generator.ID.Total.Net.Generation.May | PlantLine.Total.Fuel.Heat.May | PlantLine.Total.Net.Generation.May | flagNG_no_FH_May | flagFH_no_NG_May | flagFuelHeat_May | Generator.ID.Total.Net.Generation.June | PlantLine.Total.Fuel.Heat.June | PlantLine.Total.Net.Generation.June | flagNG_no_FH_June | flagFH_no_NG_June | flagFuelHeat_June | Generator.ID.Total.Net.Generation.July | PlantLine.Total.Fuel.Heat.July | PlantLine.Total.Net.Generation.July | flagNG_no_FH_July | flagFH_no_NG_July | flagFuelHeat_July | Generator.ID.Total.Net.Generation.August | PlantLine.Total.Fuel.Heat.August | PlantLine.Total.Net.Generation.August | flagNG_no_FH_August | flagFH_no_NG_August | flagFuelHeat_August | Generator.ID.Total.Net.Generation.September | PlantLine.Total.Fuel.Heat.September | PlantLine.Total.Net.Generation.September | flagNG_no_FH_September | flagFH_no_NG_September | flagFuelHeat_September | Generator.ID.Total.Net.Generation.October | PlantLine.Total.Fuel.Heat.October | PlantLine.Total.Net.Generation.October | flagNG_no_FH_October | flagFH_no_NG_October | flagFuelHeat_October | Generator.ID.Total.Net.Generation.November | PlantLine.Total.Fuel.Heat.November | PlantLine.Total.Net.Generation.November | flagNG_no_FH_November | flagFH_no_NG_November | flagFuelHeat_November | Generator.ID.Total.Net.Generation.December | PlantLine.Total.Fuel.Heat.December | PlantLine.Total.Net.Generation.December | flagNG_no_FH_December | flagFH_no_NG_December | flagFuelHeat_December | missing.from.923 | orig_Generator.ID_923 | flagGenerator.ID_923 | orig_Generator.ID_860 | flagGenerator.ID_860 | flagGenerator.ID_assoc | orig_Generator.ID_assoc | missing.bf.923 | Reported.Prime.Mover_bf.923 | Reported.Prime.Mover_923 | Reported.Prime.Mover_860 | Reported.Fuel.Type.Code | Technology | Energy.Source.1 | Generator.Status | Orphan.Generator | unmapped_but_in_923 | unmapped | flag_Generator.Status | Generator.Retirement.Year | Generator.Retirement.Month | flag_GeneratorRetired | missingPlant.assoc | missingPlant.generator.data.860 | missingPlant.generation.data.923 | Reported.Prime.Mover_page1 | flag.ST.missing.bf.923 | flag.CACT.missingPair | flag_923bogenCTonly | flag.NGCC.badFuel | flag.ST.missing.bf.923.unmapped | flag_RPM | flag_floatingGen | flagNetGenWithoutFuelHeat | flagFuelHeatWithoutNetGen | flagFuelHeat | flag_STassoc_CT_CS_CA | flag_CSassociation | countFlags | YEAR | plant_gen | plant_gen.923 | plant_gen.860 | plant_gen_assoc | missing.generation.data | manualBogenEditFileName | manualBogenEditDateTime
0 | 1843 | 2 | 1843^2 | none | eia860.org | -32635 | 1525 |  |  | 0 | 0 | 0 | 2976 |  |  | 0 | 0 | 0 | 1156 |  |  | 0 | 0 | 0 | 4361 |  |  | 0 | 0 | 0 | 52 |  |  | 0 | 0 | 0 | 895 |  |  | 0 | 0 | 0 | -6000 |  |  | 0 | 0 | 0 | -6200 |  |  | 0 | 0 | 0 | -5800 |  |  | 0 | 0 | 0 | -6900 |  |  | 0 | 0 | 0 | -7500 |  |  | 0 | 0 | 0 | -11200 |  |  | 0 | 0 | 0 | FALSE | 2 | removeChar | 2 | removeChar | removeChar | 2 | FALSE | ST | ST | ST | DFO | Conventional Steam Coal | BIT | OP | FALSE | FALSE | FALSE | 0 |  |  |  | FALSE | FALSE | FALSE |  | 0 | FALSE | FALSE | 0 | 0 |  | 0 | 0 | 0 | 0 | 0 | 0 | 2 | 2015 | 1843^2 | 1843^2 | 1843^2 | 1843^2 | FALSE
0 | 1843 | 3 | 1843^3 | none | eia860.org | 285146 | 27327 |  |  | 0 | 0 | 0 | 23774 |  |  | 0 | 0 | 0 | 25091 |  |  | 0 | 0 | 0 | 10545 |  |  | 0 | 0 | 0 | 22432 |  |  | 0 | 0 | 0 | 20126 |  |  | 0 | 0 | 0 | 26385 |  |  | 0 | 0 | 0 | 26792 |  |  | 0 | 0 | 0 | 25668 |  |  | 0 | 0 | 0 | 25239 |  |  | 0 | 0 | 0 | 24910 |  |  | 0 | 0 | 0 | 26857 |  |  | 0 | 0 | 0 | FALSE | 3 | removeChar | 3 | removeChar | removeChar | 3 | FALSE | ST | ST | ST | SUB | Conventional Steam Coal | SUB | OP | FALSE | FALSE | FALSE | 0 |  |  |  | FALSE | FALSE | FALSE |  | 0 | FALSE | FALSE | 0 | 0 |  | 0 | 0 | 0 | 0 | 0 | 0 | 2 | 2015 | 1843^3 | 1843^3 | 1843^3 | 1843^3 | FALSE
EIA_associationTable |  |  |  | 2015
| Utility.ID | Utility.Name | Plant.Code | Plant.Name | Boiler.ID | Generator.ID | Steam.Plant.Type
| 11701 | City of Marquette - (MI) | 1843 | Shiras | 1 | 1 | 2
| 11701 | City of Marquette - (MI) | 1843 | Shiras | 2 | 2 | 2
| 11701 | City of Marquette - (MI) | 1843 | Shiras | 3 | 3 | 2
generator.data.860 |  |  |  | 2015
| Utility.ID | Utility.Name | Plant.Code | Plant.Name | State | County | Generator.ID | Technology | Prime.Mover | Unit.Code | Ownership | Duct.Burners | Can.Bypass.Heat.Recovery.Steam.Generator. | RTO.ISO.LMP.Node.Designation | RTO.ISO.Location.Designation.for.Reporting.Wholesale.Sales.Data.to.FERC | Nameplate.Capacity..MW. | Nameplate.Power.Factor | Summer.Capacity..MW. | Winter.Capacity..MW. | Minimum.Load..MW. | Uprate.or.Derate.Completed.During.Year | Month.Uprate.or.Derate.Completed | Year.Uprate.or.Derate.Completed | Status | Synchronized.to.Transmission.Grid | Operating.Month | Operating.Year | Planned.Retirement.Month | Planned.Retirement.Year | Associated.with.Combined.Heat.and.Power.System | Sector.Name | Sector | Topping.or.Bottoming | Energy.Source.1 | Energy.Source.2 | Energy.Source.3 | Energy.Source.4 | Energy.Source.5 | Energy.Source.6 | Startup.Source.1 | Startup.Source.2 | Startup.Source.3 | Startup.Source.4 | Solid.Fuel.Gasification.System. | Carbon.Capture.Technology. | Turbines..Inverters..or.Hydrokinetic.Buoys | Time.from.Cold.Shutdown.to.Full.Load | Fluidized.Bed.Technology. | Pulverized.Coal.Technology. | Stoker.Technology. | Other.Combustion.Technology. | Subcritical.Technology. | Supercritical.Technology. | Ultrasupercritical.Technology. | Planned.Net.Summer.Capacity.Uprate..MW. | Planned.Net.Winter.Capacity.Uprate..MW. | Planned.Uprate.Month | Planned.Uprate.Year | Planned.Net.Summer.Capacity.Derate..MW. | Planned.Net.Winter.Capacity.Derate..MW. | Planned.Derate.Month | Planned.Derate.Year | Planned.New.Prime.Mover | Planned.Energy.Source.1 | Planned.New.Nameplate.Capacity..MW. | Planned.Repower.Month | Planned.Repower.Year | Other.Planned.Modifications. | Other.Modifications.Month | Other.Modifications.Year | Cofire.Fuels. | Switch.Between.Oil.and.Natural.Gas.
| 11701 | City of Marquette - (MI) | 1843 | Shiras | MI | Marquette | 1 | Conventional Steam Coal | ST |  | S | X | X |  |  | 12.5 | 0.8 | 11.6 | 11.6 | 5 | N |  |  | OS | X | 1 | 1967 |  |  | N | Electric Utility | 1 | X | BIT | [9 empty] | N | N |  | 12H |  |  | Y |  | Y | [18 empty] | N | N
| 11701 | City of Marquette - (MI) | 1843 | Shiras | MI | Marquette | 2 | Conventional Steam Coal | ST |  | S | X | X |  |  | 21 | 0.85 | 19.5 | 19.5 | 5 | N |  |  | OP | X | 1 | 1972 |  |  | N | Electric Utility | 1 | X | BIT |  | NG | [7 empty] | N | N |  | 12H |  |  | Y |  | Y | [18 empty] | Y | N
| 11701 | City of Marquette - (MI) | 1843 | Shiras | MI | Marquette | 3 | Conventional Steam Coal | ST |  | S | X | X |  |  | 44 | 0.85 | 41 | 41 | 16 | N |  |  | OP | X | 4 | 1983 |  |  | N | Electric Utility | 1 | X | SUB | BIT |  |  |  |  | DFO |  |  |  | N | N |  | 12H |  | Y |  |  | Y | [18 empty] | N | N
retiredGenerators.860 |  |  |  | 2015
| Utility.ID | Utility.Name | Plant.Code | Plant.Name | State | County | Generator.ID | Technology | Prime.Mover | Unit.Code | Ownership | Duct.Burners | Can.Bypass.Heat.Recovery.Steam.Generator. | RTO.ISO.LMP.Node.Designation | RTO.ISO.Location.Designation.for.Reporting.Wholesale.Sales.Data.to.FERC | Nameplate.Capacity..MW. | Nameplate.Power.Factor | Summer.Capacity..MW. | Winter.Capacity..MW. | Minimum.Load..MW. | Uprate.or.Derate.Completed.During.Year | Month.Uprate.or.Derate.Completed | Year.Uprate.or.Derate.Completed | Status | Synchronized.to.Transmission.Grid | Operating.Month | Operating.Year | Retirement.Month | Retirement.Year | Associated.with.Combined.Heat.and.Power.System | Sector.Name | Sector | Topping.or.Bottoming | Energy.Source.1 | Energy.Source.2 | Energy.Source.3 | Energy.Source.4 | Energy.Source.5 | Energy.Source.6 | Startup.Source.1 | Startup.Source.2 | Startup.Source.3 | Startup.Source.4 | Solid.Fuel.Gasification.System. | Carbon.Capture.Technology. | Turbines..Inverters..or.Hydrokinetic.Buoys | Time.from.Cold.Shutdown.to.Full.Load | Fluidized.Bed.Technology. | Pulverized.Coal.Technology. | Stoker.Technology. | Other.Combustion.Technology. | Subcritical.Technology. | Supercritical.Technology. | Ultrasupercritical.Technology. | Cofire.Fuels. | Switch.Between.Oil.and.Natural.Gas.
Boiler_InfoDesign_Parameters.860 |  |  |  | 2015
| Utility.ID | Utility.Name | Plant.Code | Plant.Name | State | Boiler.ID | Boiler.Status | Type.of.Boiler | Inservice.Month | Inservice.Year | Retirement.Month | Retirement.Year | Firing.Type.1 | Firing.Type.2 | Firing.Type.3 | Max.Steam.Flow..Thousand.Pounds.per.Hour. | Firing.Rate.Using.Coal..0.1.Tons.per.Hour. | Firing.Rate.Using.Petroleum..0.1.Barrels.per.Hour. | Firing.Rate.Using.Gas..0.1.MCF.per.Hour. | Firing.Rate.Using.Other.Fuels | Waste.Heat.Input..Million.BTU.per.Hour. | Primary.Fuel.1 | Primary.Fuel.2 | Primary.Fuel.3 | Primary.Fuel.4 | Turndown.Ratio | Efficiency.100..Load | Efficiency.50..Load | Air.Flow.100..Load..Cubic.Feet.per.Minute. | Wet.Dry.Bottom | Fly.Ash.Reinjection | Steam.Plant.Type | missingData
| 11701 | City of Marquette - (MI) | 1843 | Shiras | MI | 1 | OS | N | 1 | 1967 | [21 empty] | 2 | 2
| 11701 | City of Marquette - (MI) | 1843 | Shiras | MI | 2 | OP | N | 1 | 1967 | [21 empty] | 2 | 2
| 11701 | City of Marquette - (MI) | 1843 | Shiras | MI | 3 | OP | N | 1 | 1983 | [21 empty] | 2 | 2
boilerFuelData_923 |  |  |  | 2015
| Plant.Code | Combined.Heat.And..Power.Plant | Plant.Name | Operator.Name | Operator.Id | Plant.State | Census.Region | NERC.Region | NAICS.Code | Sector.Number | Sector.Name | Boiler.ID | Reported.Prime.Mover | Reported.Fuel.Type.Code | Physical.Unit.Label | Quantity.Of.Fuel.Consumed.January | Quantity.Of.Fuel.Consumed.February | Quantity.Of.Fuel.Consumed.March | Quantity.Of.Fuel.Consumed.April | Quantity.Of.Fuel.Consumed.May | Quantity.Of.Fuel.Consumed.June | Quantity.Of.Fuel.Consumed.July | Quantity.Of.Fuel.Consumed.August | Quantity.Of.Fuel.Consumed.September | Quantity.Of.Fuel.Consumed.October | Quantity.Of.Fuel.Consumed.November | Quantity.Of.Fuel.Consumed.December | MMbtu.Per.Unit.January | MMbtu.Per.Unit.February | MMbtu.Per.Unit.March | MMbtu.Per.Unit.April | MMbtu.Per.Unit.May | MMbtu.Per.Unit.June | MMbtu.Per.Unit.July | MMbtu.Per.Unit.August | MMbtu.Per.Unit.September | MMbtu.Per.Unit.October | MMbtu.Per.Unit.November | MMbtu.Per.Unit.December | Sulfur.Content.January | Sulfur.Content.February | Sulfur.Content.March | Sulfur.Content.April | Sulfur.Content.May | Sulfur.Content.June | Sulfur.Content.July | Sulfur.Content.August | Sulfur.Content.September | Sulfur.Content.October | Sulfur.Content.November | Sulfur.Content.December | Ash.Content.January | Ash.Content.February | Ash.Content.March | Ash.Content.April | Ash.Content.May | Ash.Content.June | Ash.Content.July | Ash.Content.August | Ash.Content.September | Ash.Content.October | Ash.Content.November | Ash.Content.December | Total.Fuel.Consumption.Quantity | YEAR | missingData
| 1843 | N | Shiras | City of Marquette - (MI) | 11701 | MI | ENC | RFC | 22 | 1 | Electric Utility | 2 | ST | BIT | short tons | 920 | 1747 | 697 | 2517 | 36 | 599 | 0 | 0 | 0 | 0 | 0 | 0 | 26.08 | 26.08 | 26.08 | 26.08 | 26.08 | 26.08 | 0 | 0 | 0 | 0 | 0 | 0 | 1.15 | 1.15 | 1.15 | 1.15 | 1.15 | 1.15 | 0 | 0 | 0 | 0 | 0 | 0 | 7.91 | 7.91 | 7.91 | 7.91 | 7.91 | 7.91 | 0 | 0 | 0 | 0 | 0 | 0 | 6516 | 2015 | 0
| 1843 | N | Shiras | City of Marquette - (MI) | 11701 | MI | ENC | RFC | 22 | 1 | Electric Utility | 2 | ST | DFO | barrels | 0 | 0 | 0 | 0 | 0 | 0 | 0 | 0 | 0 | 0 | 0 | 0 | 0 | 0 | 0 | 0 | 0 | 0 | 0 | 0 | 0 | 0 | 0 | 0 | 0 | 0 | 0 | 0 | 0 | 0 | 0 | 0 | 0 | 0 | 0 | 0 | 0 | 0 | 0 | 0 | 0 | 0 | 0 | 0 | 0 | 0 | 0 | 0 | 0 | 2015 | 0
| 1843 | N | Shiras | City of Marquette - (MI) | 11701 | MI | ENC | RFC | 22 | 1 | Electric Utility | 2 | ST | NG | Mcf | 0 | 0 | 0 | 0 | 0 | 0 | 0 | 0 | 0 | 0 | 0 | 0 | 0 | 0 | 0 | 0 | 0 | 0 | 0 | 0 | 0 | 0 | 0 | 0 | 0 | 0 | 0 | 0 | 0 | 0 | 0 | 0 | 0 | 0 | 0 | 0 | 0 | 0 | 0 | 0 | 0 | 0 | 0 | 0 | 0 | 0 | 0 | 0 | 0 | 2015 | 0
| 1843 | N | Shiras | City of Marquette - (MI) | 11701 | MI | ENC | RFC | 22 | 1 | Electric Utility | 2 | ST | WDS | short tons | 0 | 0 | 0 | 0 | 0 | 0 | 0 | 0 | 0 | 0 | 0 | 0 | 0 | 0 | 0 | 0 | 0 | 0 | 0 | 0 | 0 | 0 | 0 | 0 | 0 | 0 | 0 | 0 | 0 | 0 | 0 | 0 | 0 | 0 | 0 | 0 | 0 | 0 | 0 | 0 | 0 | 0 | 0 | 0 | 0 | 0 | 0 | 0 | 0 | 2015 | 0
| 1843 | N | Shiras | City of Marquette - (MI) | 11701 | MI | ENC | RFC | 22 | 1 | Electric Utility | 3 | ST | DFO | barrels | 0 | 15 | 4 | 162 | 30 | 78 | 5 | 3 | 0 | 0 | 12 | 0 | 0 | 5.8 | 5.8 | 5.8 | 5.8 | 5.8 | 5.8 | 5.8 | 0 | 0 | 5.8 | 0 | 0 | 0.5 | 0.5 | 0.5 | 0.5 | 0.5 | 0.5 | 0.5 | 0 | 0 | 0.5 | 0 | 0 | 0 | 0 | 0 | 0 | 0 | 0 | 0 | 0 | 0 | 0 | 0 | 309 | 2015 | 0
| 1843 | N | Shiras | City of Marquette - (MI) | 11701 | MI | ENC | RFC | 22 | 1 | Electric Utility | 3 | ST | SUB | short tons | 20364 | 18019 | 18658 | 8120 | 15147 | 13671 | 17578 | 18405 | 17237 | 17283 | 16947 | 18329 | 18.43 | 18.43 | 18.43 | 18.43 | 18.43 | 18.43 | 18.43 | 18.43 | 18.43 | 18.43 | 18.43 | 18.43 | 0.3 | 0.3 | 0.3 | 0.3 | 0.3 | 0.3 | 0.3 | 0.3 | 0.3 | 0.3 | 0.3 | 0.3 | 4.7 | 4.7 | 4.7 | 4.7 | 4.7 | 4.7 | 4.7 | 4.7 | 4.7 | 4.7 | 4.7 | 4.7 | 199758 | 2015 | 0
generation.data.923 |  |  |  | 2015
| Plant.Code | Combined.Heat.And.Power.Plant | Plant.Name | Operator.Name | Operator.Id | Plant.State | Census.Region | NERC.Region | NAICS.Code | Sector.Number | Sector.Name | Generator.ID | Reported.Prime.Mover | Net.Generation.January | Net.Generation.February | Net.Generation.March | Net.Generation.April | Net.Generation.May | Net.Generation.June | Net.Generation.July | Net.Generation.August | Net.Generation.September | Net.Generation.October | Net.Generation.November | Net.Generation.December | Net.Generation.Year.To.Date | YEAR | missingData
| 1843 | N | Shiras | City of Marquette - (MI) | 11701 | MI | ENC | RFC | 22 | 1 | Electric Utility | 2 | ST | 1525 | 2976 | 1156 | 4361 | 52 | 895 | -6000 | -6200 | -5800 | -6900 | -7500 | -11200 | -32635 | 2015 | 0
| 1843 | N | Shiras | City of Marquette - (MI) | 11701 | MI | ENC | RFC | 22 | 1 | Electric Utility | 3 | ST | 27327 | 23774 | 25091 | 10545 | 22432 | 20126 | 26385 | 26792 | 25668 | 25239 | 24910 | 26857 | 285146 | 2015 | 0
page1GenFuelData.923 |  |  |  | 2015
| Plant.Code | Combined.Heat.And.Power.Plant | Nuclear.Unit.Id | Plant.Name | Operator.Name | Operator.Id | Plant.State | Census.Region | NERC.Region | Reserved | NAICS.Code | EIA.Sector.Number | Sector.Name | Reported.Prime.Mover | Reported.Fuel.Type.Code | AER.Fuel.Type.Code | Reserved.1 | Reserved.2 | Physical.Unit.Label | Quantity.January | Quantity.February | Quantity.March | Quantity.April | Quantity.May | Quantity.June | Quantity.July | Quantity.August | Quantity.September | Quantity.October | Quantity.November | Quantity.December | Elec_Quantity.January | Elec_Quantity.February | Elec_Quantity.March | Elec_Quantity.April | Elec_Quantity.May | Elec_Quantity.June | Elec_Quantity.July | Elec_Quantity.August | Elec_Quantity.September | Elec_Quantity.October | Elec_Quantity.November | Elec_Quantity.December | MMBtuPer_Unit.January | MMBtuPer_Unit.February | MMBtuPer_Unit.March | MMBtuPer_Unit.April | MMBtuPer_Unit.May | MMBtuPer_Unit.June | MMBtuPer_Unit.July | MMBtuPer_Unit.August | MMBtuPer_Unit.September | MMBtuPer_Unit.October | MMBtuPer_Unit.November | MMBtuPer_Unit.December | Tot_MMBtu.January | Tot_MMBtu.February | Tot_MMBtu.March | Tot_MMBtu.April | Tot_MMBtu.May | Tot_MMBtu.June | Tot_MMBtu.July | Tot_MMBtu.August | Tot_MMBtu.September | Tot_MMBtu.October | Tot_MMBtu.November | Tot_MMBtu.December | Elec_MMBtu.January | Elec_MMBtu.February | Elec_MMBtu.March | Elec_MMBtu.April | Elec_MMBtu.May | Elec_MMBtu.June | Elec_MMBtu.July | Elec_MMBtu.August | Elec_MMBtu.September | Elec_MMBtu.October | Elec_MMBtu.November | Elec_MMBtu.December | Netgen.January | Netgen.February | Netgen.March | Netgen.April | Netgen.May | Netgen.June | Netgen.July | Netgen.August | Netgen.September | Netgen.October | Netgen.November | Netgen.December | Total.Fuel.Consumption.Quantity | Electric.Fuel.Consumption.Quantity | Total.Fuel.Consumption.MMBtu | Elec.Fuel.Consumption.MMBtu | Net.Generation..Megawatthours. | YEAR | missingData
| 1843 | N | . | Shiras | City of Marquette - (MI) | 11701 | MI | ENC | RFC |  | 22 | 1 | Electric Utility | ST | BIT | COL |  |  | short tons | 920 | 1747 | 697 | 2517 | 36 | 599 | 0 | 0 | 0 | 0 | 0 | 0 | 920 | 1747 | 697 | 2517 | 36 | 599 | 0 | 0 | 0 | 0 | 0 | 0 | 26.08 | 26.08 | 26.08 | 26.08 | 26.08 | 26.08 | 0 | 0 | 0 | 0 | 0 | 0 | 23994 | 45562 | 18178 | 65643 | 939 | 15622 | 0 | 0 | 0 | 0 | 0 | 0 | 23994 | 45562 | 18178 | 65643 | 939 | 15622 | 0 | 0 | 0 | 0 | 0 | 0 | 1733.683 | 3226.506 | 1317.741 | 4525.086 | 75.319 | 1225.189 | 0 | 0 | 0 | 0 | 0 | 0 | 6516 | 6516 | 169938 | 169938 | 12103.524 | 2015 | 0
| 1843 | N | . | Shiras | City of Marquette - (MI) | 11701 | MI | ENC | RFC |  | 22 | 1 | Electric Utility | ST | DFO | DFO |  |  | barrels | 0 | 15 | 4 | 162 | 30 | 78 | 5 | 3 | 0 | 0 | 12 | 0 | 0 | 15 | 4 | 162 | 30 | 78 | 5 | 3 | 0 | 0 | 12 | 0 | 0 | 5.8 | 5.8 | 5.8 | 5.8 | 5.8 | 5.8 | 5.8 | 0 | 0 | 5.8 | 0 | 0 | 87 | 23 | 940 | 174 | 452 | 29 | 17 | 0 | 0 | 70 | 0 | 0 | 87 | 23 | 940 | 174 | 452 | 29 | 17 | 0 | 0 | 70 | 0 | 0 | 6.161 | 1.682 | 64.771 | 13.959 | 35.481 | 1.825 | 1.056 | 0 | 0 | 3.879 | 0 | 309 | 309 | 1792 | 1792 | 128.814 | 2015 | 0
| 1843 | N | . | Shiras | City of Marquette - (MI) | 11701 | MI | ENC | RFC |  | 22 | 1 | Electric Utility | ST | NG | NG |  |  | mcf | 0 | 0 | 0 | 0 | 0 | 0 | 0 | 0 | 0 | 0 | 0 | 0 | 0 | 0 | 0 | 0 | 0 | 0 | 0 | 0 | 0 | 0 | 0 | 0 | 0 | 0 | 0 | 0 | 0 | 0 | 0 | 0 | 0 | 0 | 0 | 0 | 0 | 0 | 0 | 0 | 0 | 0 | 0 | 0 | 0 | 0 | 0 | 0 | 0 | 0 | 0 | 0 | 0 | 0 | 0 | 0 | 0 | 0 | 0 | 0 | 0 | 0 | 0 | 0 | 0 | 0 | 0 | 0 | 0 | 0 | 0 | 0 | 0 | 0 | 0 | 0 | 0 | 2015 | 0
| 1843 | N | . | Shiras | City of Marquette - (MI) | 11701 | MI | ENC | RFC |  | 22 | 1 | Electric Utility | ST | SUB | COL |  |  | short tons | 20364 | 18019 | 18658 | 8120 | 15147 | 13671 | 17578 | 18405 | 17237 | 17283 | 16947 | 18329 | 20364 | 18019 | 18658 | 8120 | 15147 | 13671 | 17578 | 18405 | 17237 | 17283 | 16947 | 18329 | 18.43 | 18.43 | 18.43 | 18.43 | 18.43 | 18.43 | 18.43 | 18.43 | 18.43 | 18.43 | 18.43 | 18.43 | 375309 | 332090 | 343867 | 149652 | 279159 | 251957 | 323963 | 339204 | 317678 | 318526 | 312333 | 337803 | 375309 | 332090 | 343867 | 149652 | 279159 | 251957 | 323963 | 339204 | 317678 | 318526 | 312333 | 337803 | 27118.317 | 23517.333 | 24927.577 | 10316.143 | 22394.722 | 19760.33 | 20383.175 | 20590.944 | 19868 | 18339 | 17406.121 | 15657 | 199758 | 199758 | 3681541 | 3681541 | 240278.66 | 2015 | 0
| 1843 | N | . | Shiras | City of Marquette - (MI) | 11701 | MI | ENC | RFC |  | 22 | 1 | Electric Utility | ST | WDS | WWW |  |  | short tons | 0 | 0 | 0 | 0 | 0 | 0 | 0 | 0 | 0 | 0 | 0 | 0 | 0 | 0 | 0 | 0 | 0 | 0 | 0 | 0 | 0 | 0 | 0 | 0 | 0 | 0 | 0 | 0 | 0 | 0 | 0 | 0 | 0 | 0 | 0 | 0 | 0 | 0 | 0 | 0 | 0 | 0 | 0 | 0 | 0 | 0 | 0 | 0 | 0 | 0 | 0 | 0 | 0 | 0 | 0 | 0 | 0 | 0 | 0 | 0 | 0 | 0 | 0 | 0 | 0 | 0 | 0 | 0 | 0 | 0 | 0 | 0 | 0 | 0 | 0 | 0 | 0 | 2015 | 0
FuelHeatByLine |  |  |  | 2015
| Plant.Code | Boiler.ID | bogen | Reported.Prime.Mover_bf.923 | Reported.Fuel.Type.Code | Fuel.Heat.January | Fuel.Heat.February | Fuel.Heat.March | Fuel.Heat.April | Fuel.Heat.May | Fuel.Heat.June | Fuel.Heat.July | Fuel.Heat.August | Fuel.Heat.September | Fuel.Heat.October | Fuel.Heat.November | Fuel.Heat.December | YEAR
| 1843 | 2 | 1843^2 | ST | BIT | 23993.6 | 45561.76 | 18177.76 | 65643.36 | 938.88 | 15621.92 | 0 | 0 | 0 | 0 | 0 | 0 | 2015
| 1843 | 2 | 1843^2 | ST | DFO | 0 | 0 | 0 | 0 | 0 | 0 | 0 | 0 | 0 | 0 | 0 | 0 | 2015
| 1843 | 2 | 1843^2 | ST | WDS | 0 | 0 | 0 | 0 | 0 | 0 | 0 | 0 | 0 | 0 | 0 | 0 | 2015
| 1843 | 2 | 1843^2 | ST | NG | 0 | 0 | 0 | 0 | 0 | 0 | 0 | 0 | 0 | 0 | 0 | 0 | 2015
| 1843 | 3 | 1843^3 | ST | DFO | 0 | 87 | 23.2 | 939.6 | 174 | 452.4 | 29 | 17.4 | 0 | 0 | 69.6 | 0 | 2015
| 1843 | 3 | 1843^3 | ST | SUB | 375308.52 | 332090.17 | 343866.94 | 149651.6 | 279159.21 | 251956.53 | 323962.54 | 339204.15 | 317677.91 | 318525.69 | 312333.21 | 337803.47 | 2015
NetGenByLine |  |  |  | 2015
| Plant.Code | Generator.ID | bogen | Reported.Prime.Mover | Net.Generation.Year.To.Date | Net.Generation.January | Net.Generation.February | Net.Generation.March | Net.Generation.April | Net.Generation.May | Net.Generation.June | Net.Generation.July | Net.Generation.August | Net.Generation.September | Net.Generation.October | Net.Generation.November | Net.Generation.December | YEAR
| 1843 | 2 | 1843^2 | ST | -32635 | 1525 | 2976 | 1156 | 4361 | 52 | 895 | -6000 | -6200 | -5800 | -6900 | -7500 | -11200 | 2015
| 1843 | 3 | 1843^3 | ST | 285146 | 27327 | 23774 | 25091 | 10545 | 22432 | 20126 | 26385 | 26792 | 25668 | 25239 | 24910 | 26857 | 2015
FuelHeatByBoilerID |  |  |  | 2015
| Plant.Code | Boiler.ID | bogen | Reported.Prime.Mover_bf.923 | flagFuelHeat | Boiler.ID.Total.Fuel.Heat.January | Boiler.ID.Total.Fuel.Heat.February | Boiler.ID.Total.Fuel.Heat.March | Boiler.ID.Total.Fuel.Heat.April | Boiler.ID.Total.Fuel.Heat.May | Boiler.ID.Total.Fuel.Heat.June | Boiler.ID.Total.Fuel.Heat.July | Boiler.ID.Total.Fuel.Heat.August | Boiler.ID.Total.Fuel.Heat.September | Boiler.ID.Total.Fuel.Heat.October | Boiler.ID.Total.Fuel.Heat.November | Boiler.ID.Total.Fuel.Heat.December | YEAR
| 1843 | 2 | 1843^2 | ST | 0 | 23993.6 | 45561.76 | 18177.76 | 65643.36 | 938.88 | 15621.92 | 0 | 0 | 0 | 0 | 0 | 0 | 2015
| 1843 | 3 | 1843^3 | ST | 0 | 375308.52 | 332177.17 | 343890.14 | 150591.2 | 279333.21 | 252408.93 | 323991.54 | 339221.55 | 317677.91 | 318525.69 | 312402.81 | 337803.47 | 2015
NetGenByGeneratorID |  |  |  | 2015
| Plant.Code | Generator.ID | bogen | Reported.Prime.Mover_923 | Net.Generation.mwh | Generator.ID.Total.Net.Generation.January | Generator.ID.Total.Net.Generation.February | Generator.ID.Total.Net.Generation.March | Generator.ID.Total.Net.Generation.April | Generator.ID.Total.Net.Generation.May | Generator.ID.Total.Net.Generation.June | Generator.ID.Total.Net.Generation.July | Generator.ID.Total.Net.Generation.August | Generator.ID.Total.Net.Generation.September | Generator.ID.Total.Net.Generation.October | Generator.ID.Total.Net.Generation.November | Generator.ID.Total.Net.Generation.December | YEAR
| 1843 | 2 | 1843^2 | ST | -32635 | 1525 | 2976 | 1156 | 4361 | 52 | 895 | -6000 | -6200 | -5800 | -6900 | -7500 | -11200 | 2015
| 1843 | 3 | 1843^3 | ST | 285146 | 27327 | 23774 | 25091 | 10545 | 22432 | 20126 | 26385 | 26792 | 25668 | 25239 | 24910 | 26857 | 2015
FuelHeatByBogen |  |  |  | 2015
| Plant.Code | blankCol | bogen | Reported.Prime.Mover_bf.923 | flagFuelHeat | Bogen.Total.Fuel.Heat.January | Bogen.Total.Fuel.Heat.February | Bogen.Total.Fuel.Heat.March | Bogen.Total.Fuel.Heat.April | Bogen.Total.Fuel.Heat.May | Bogen.Total.Fuel.Heat.June | Bogen.Total.Fuel.Heat.July | Bogen.Total.Fuel.Heat.August | Bogen.Total.Fuel.Heat.September | Bogen.Total.Fuel.Heat.October | Bogen.Total.Fuel.Heat.November | Bogen.Total.Fuel.Heat.December | YEAR
| 1843 |  | 1843^1 |  |  | 0 | 0 | 0 | 0 | 0 | 0 | 0 | 0 | 0 | 0 | 0 | 0 | 2015
| 1843 |  | 1843^2 | ST | 0 | 23993.6 | 45561.76 | 18177.76 | 65643.36 | 938.88 | 15621.92 | 0 | 0 | 0 | 0 | 0 | 0 | 2015
| 1843 |  | 1843^3 | ST | 0 | 375308.52 | 332177.17 | 343890.14 | 150591.2 | 279333.21 | 252408.93 | 323991.54 | 339221.55 | 317677.91 | 318525.69 | 312402.81 | 337803.47 | 2015
NetGenByBogen |  |  |  | 2015
| Plant.Code | blankCol | bogen | Reported.Prime.Mover_923 | Net.Generation.mwh | Bogen.Total.Net.Generation.January | Bogen.Total.Net.Generation.February | Bogen.Total.Net.Generation.March | Bogen.Total.Net.Generation.April | Bogen.Total.Net.Generation.May | Bogen.Total.Net.Generation.June | Bogen.Total.Net.Generation.July | Bogen.Total.Net.Generation.August | Bogen.Total.Net.Generation.September | Bogen.Total.Net.Generation.October | Bogen.Total.Net.Generation.November | Bogen.Total.Net.Generation.December | YEAR
| 1843 |  | 1843^1 |  |  | 0 | 0 | 0 | 0 | 0 | 0 | 0 | 0 | 0 | 0 | 0 | 0 | 2015
| 1843 |  | 1843^2 | ST | -32635 | 1525 | 2976 | 1156 | 4361 | 52 | 895 | -6000 | -6200 | -5800 | -6900 | -7500 | -11200 | 2015
| 1843 |  | 1843^3 | ST | 285146 | 27327 | 23774 | 25091 | 10545 | 22432 | 20126 | 26385 | 26792 | 25668 | 25239 | 24910 | 26857 | 2015
ThermalEfficiencyByBogen |  |  |  | 2015
| Plant.Code | blankCol | bogen | Reported.Prime.Mover_923 | Net.Generation.mwh | ThermalEfficiency.January | ThermalEfficiency.February | ThermalEfficiency.March | ThermalEfficiency.April | ThermalEfficiency.May | ThermalEfficiency.June | ThermalEfficiency.July | ThermalEfficiency.August | ThermalEfficiency.September | ThermalEfficiency.October | ThermalEfficiency.November | ThermalEfficiency.December | YEAR
| 1843 |  | 1843^1 |  |  | 0 | 0 | 0 | 0 | 0 | 0 | 0 | 0 | 0 | 0 | 0 | 0 | 2015
| 1843 |  | 1843^2 | ST | -32635 | 0.21687 | 0.22287 | 0.21699 | 0.22668 | 0.18898 | 0.19549 | 0 | 0 | 0 | 0 | 0 | 0 | 2015
| 1843 |  | 1843^3 | ST | 285146 | 0.24845 | 0.24421 | 0.24896 | 0.23893 | 0.27401 | 0.27207 | 0.27788 | 0.26949 | 0.2757 | 0.27037 | 0.27207 | 0.27128 | 2015

## 2008
2015 | Plant.Code | orig_bogencoo.key | auto_bogencoo.key | combogencoo_cool_type_key | EIA_BocooAssoc | EIA_CoolingEnviroEquip | orig_sheet3_key | auto_sheet3_flags | auto_sheet3_key | orig_sheet4_key | auto_sheet4_flags | auto_sheet4_key | EIA_associationTable | generator.data.860 | retiredGenerators.860 | Boiler_InfoDesign_Parameters.860 | boilerFuelData_923 | generation.data.923 | page1GenFuelData.923 | FuelHeatByLine | NetGenByLine | FuelHeatByBoilerID | NetGenByGeneratorID | FuelHeatByBogen | NetGenByBogen | ThermalEfficiencyByBogen
| 2008 | 0 | 4 | 1 | 0 | 0 | 4 | 4 | 4 | 4 | 4 | 4 | 4 | 0 | 4 | 4 | 8 | 4 | 2 | 8 | 4 | 4 | 4 | 4 | 4 | 4
orig_bogencoo.key |  |  |  | 2015
| combogen | combogencoo | Plant.Code
auto_bogencoo.key |  |  |  | 2015
manualEdit | manualBogenEdit | Plant.Code | Bogen | combogen | combogencoo | Boiler.ID | Unit.Code | bga.source | Boiler.ID.Total.Fuel.Heat.January | PlantLine.Total.Fuel.Heat.January | flagNG_no_FH_January | flagFH_no_NG_January | flagFuelHeat_January | Boiler.ID.Total.Fuel.Heat.February | PlantLine.Total.Fuel.Heat.February | flagNG_no_FH_February | flagFH_no_NG_February | flagFuelHeat_February | Boiler.ID.Total.Fuel.Heat.March | PlantLine.Total.Fuel.Heat.March | flagNG_no_FH_March | flagFH_no_NG_March | flagFuelHeat_March | Boiler.ID.Total.Fuel.Heat.April | PlantLine.Total.Fuel.Heat.April | flagNG_no_FH_April | flagFH_no_NG_April | flagFuelHeat_April | Boiler.ID.Total.Fuel.Heat.May | PlantLine.Total.Fuel.Heat.May | flagNG_no_FH_May | flagFH_no_NG_May | flagFuelHeat_May | Boiler.ID.Total.Fuel.Heat.June | PlantLine.Total.Fuel.Heat.June | flagNG_no_FH_June | flagFH_no_NG_June | flagFuelHeat_June | Boiler.ID.Total.Fuel.Heat.July | PlantLine.Total.Fuel.Heat.July | flagNG_no_FH_July | flagFH_no_NG_July | flagFuelHeat_July | Boiler.ID.Total.Fuel.Heat.August | PlantLine.Total.Fuel.Heat.August | flagNG_no_FH_August | flagFH_no_NG_August | flagFuelHeat_August | Boiler.ID.Total.Fuel.Heat.September | PlantLine.Total.Fuel.Heat.September | flagNG_no_FH_September | flagFH_no_NG_September | flagFuelHeat_September | Boiler.ID.Total.Fuel.Heat.October | PlantLine.Total.Fuel.Heat.October | flagNG_no_FH_October | flagFH_no_NG_October | flagFuelHeat_October | Boiler.ID.Total.Fuel.Heat.November | PlantLine.Total.Fuel.Heat.November | flagNG_no_FH_November | flagFH_no_NG_November | flagFuelHeat_November | Boiler.ID.Total.Fuel.Heat.December | PlantLine.Total.Fuel.Heat.December | flagNG_no_FH_December | flagFH_no_NG_December | flagFuelHeat_December | missing.from.923 | flagBoiler.ID_assoc | orig_Boiler.ID_assoc | orig_Boiler.ID_bf.923 | flagBoiler.ID_bf.923 | missing.bf.923 | Reported.Prime.Mover_bf.923 | Reported.Prime.Mover_923 | Reported.Prime.Mover_860 | Reported.Fuel.Type.Code | Technology | Energy.Source.1 | unmapped_but_in_923 | unmapped | Orphan.Boiler | Boiler.Status | Boiler.Retirement.Year | Boiler.Retirement.Month | flag_BoilerRetired | flag_Boiler.Status | Boiler.ID.NotIn.Assoc | missingPlant.assoc | missingPlant.boilerDesignData.860 | missingPlant.generation.data.923 | missingPlant.boilerFuelData.923 | Reported.Prime.Mover_page1 | flag.ST.missing.bf.923 | flag.CACT.missingPair | flag_923bogenCTonly | flag.NGCC.badFuel | flag.ST.missing.bf.923.unmapped | flag_RPM | flag_floatingGen | flagFuelHeat | flag_STassoc_CT_CS_CA | flag_CSassociation | countFlags | YEAR | plant_bo | plant_bo_bf.923 | plant_bo_assoc | Utility.ID | Utility.Name | Plant.Name | Cooling.ID | Steam.Plant.Type | flagBoiler.ID_bocoo | orig_Boiler.ID_bocoo | manualBogenEditFileName | manualBogenEditDateTime
0 | 0 | 2008 | 2008^1 | combogen^2008^1 |  | 1 | none | eia860.org | 0 |  | 0 | 0 | 0 | 0 |  | 0 | 0 | 0 | 0 |  | 0 | 0 | 0 | 0 |  | 0 | 0 | 0 | 0 |  | 0 | 0 | 0 | 0 |  | 0 | 0 | 0 | 0 |  | 0 | 0 | 0 | 0 |  | 0 | 0 | 0 | 0 |  | 0 | 0 | 0 | 0 |  | 0 | 0 | 0 | 0 |  | 0 | 0 | 0 | 0 |  | 0 | 0 | 0 | FALSE | removeChar | 1 | 1 | removeChar | FALSE | ST | ST |  | NG |  |  | FALSE | FALSE | FALSE | RE | 2015 | 12 | 0 | 0 | 0 | FALSE | FALSE | FALSE | FALSE |  | 0 | FALSE | FALSE | 0 | 0 |  | 0 | 0 | 0 | 0 | 1 | 2015 | 2008^1 | 2008^1 | 2008^1
0 | 0 | 2008 | 2008^2 | combogen^2008^2 |  | 2 | none | eia860.org | 54389 |  | 0 | 1 | 0 | 47754 |  | 0 | 1 | 0 | 20331 |  | 0 | 1 | 0 | 39280 |  | 0 | 1 | 0 | 51649 |  | 0 | 1 | 0 | 0 |  | 0 | 0 | 0 | 0 |  | 0 | 0 | 0 | 0 |  | 0 | 0 | 0 | 0 |  | 0 | 0 | 0 | 0 |  | 0 | 0 | 0 | 0 |  | 0 | 0 | 0 | 0 |  | 0 | 0 | 0 | FALSE | removeChar | 2 | 2 | removeChar | FALSE | ST | ST |  | NG |  |  | FALSE | FALSE | FALSE | RE | 2015 | 12 | 0 | 0 | 0 | FALSE | FALSE | FALSE | FALSE |  | 0 | FALSE | FALSE | 0 | 0 |  | 0 | 0 | 0 | 0 | 7 | 2015 | 2008^2 | 2008^2 | 2008^2
0 | 0 | 2008 | 2008^3 | combogen^2008^3 |  | 3 | none | eia860.org | 0 |  | 0 | 0 | 0 | 0 |  | 0 | 0 | 0 | 32536 |  | 0 | 1 | 0 | 11872 |  | 0 | 1 | 0 | 0 |  | 0 | 0 | 0 | 0 |  | 0 | 0 | 0 | 0 |  | 0 | 0 | 0 | 0 |  | 0 | 0 | 0 | 0 |  | 0 | 0 | 0 | 0 |  | 0 | 0 | 0 | 0 |  | 0 | 0 | 0 | 0 |  | 0 | 0 | 0 | FALSE | removeChar | 3 | 3 | removeChar | FALSE | ST | ST |  | BIT |  |  | FALSE | FALSE | FALSE | RE | 2015 | 12 | 0 | 0 | 0 | FALSE | FALSE | FALSE | FALSE |  | 0 | FALSE | FALSE | 0 | 0 |  | 0 | 0 | 0 | 0 | 4 | 2015 | 2008^3 | 2008^3 | 2008^3
0 | 0 | 2008 | 2008^4 | combogen^2008^4 |  | 4 | none | eia860.org | 0 |  | 0 | 0 | 0 | 0 |  | 0 | 0 | 0 | 0 |  | 0 | 0 | 0 | 0 |  | 0 | 0 | 0 | 0 |  | 0 | 0 | 0 | 0 |  | 0 | 0 | 0 | 0 |  | 0 | 0 | 0 | 0 |  | 0 | 0 | 0 | 0 |  | 0 | 0 | 0 | 0 |  | 0 | 0 | 0 | 0 |  | 0 | 0 | 0 | 0 |  | 0 | 0 | 0 | FALSE | removeChar | 4 | 4 | removeChar | FALSE | ST | ST |  | NG |  |  | FALSE | FALSE | FALSE | RE | 1969 | 12 | 1 | 0 | 0 | FALSE | FALSE | FALSE | FALSE |  | 0 | FALSE | FALSE | 0 | 0 |  | 0 | 0 | 0 | 0 | 2 | 2015 | 2008^4 | 2008^4 | 2008^4
combogencoo_cool_type_key |  |  |  | 2015
manualEdit | Plant.Code | bogencoo | LAKE..OF..OC..RC. | RIVER..OF. | POND..OC..RC. | TOWER..RF..RI..RN. | DC | OS
0 | 2008 | combogencoo^2008^1 |  |  |  | 1
EIA_BocooAssoc |  |  |  | 2015
| Utility.ID | Utility.Name | Plant.Code | Plant.Name | Boiler.ID | Cooling.ID | Steam.Plant.Type
EIA_CoolingEnviroEquip |  |  |  | 2015
| Utility.ID | Utility.Name | Plant.Code | Plant.Name | State | Cooling.ID | Cooling.Status | Inservice.Month | Inservice.Year | Cooling.Type.1 | Cooling.Type.2 | Cooling.Type.3 | Cooling.Type.4 | Percent.Dry.Cooling | Cooling.Water.Source | Cooling.Water.Discharge | Water.Source.Code | Water.Type.Code | Intake.Rate.at.100...Gallons.per.Minute. | Chlorine.Inservice.Month | Chlorine.Inservice.Year | Pond.Inservice.Month | Pond.Inservice.Year | Pond.Surface.Area..Acres. | Pond.Volume..Acre.Feet. | Tower.Inservice.Month | Tower.Inservice.Year | Tower.Type.1 | Tower.Type.2 | Tower.Type.3 | Tower.Type.4 | Tower.Water.Rate..Gallons.per.Minute. | Power.Requirement..MW. | Cost.Total..Thousand.Dollars. | Cost.Ponds..Thousand.Dollars. | Cost.Towers..Thousand.Dollars. | Cost.Chlorine.Equipment..Thousand.Dollars. | Intake.Distance.Shore..Feet. | Outlet.Distance.Shore..Feet. | Intake.Distance.Surface..Feet. | Outlet.Distance.Surface..Feet. | Steam.Plant.Type
orig_sheet3_key |  |  |  | 2015
| plant_bo | bogen | Plant.Code
| 2008^1 | 2008^1 | 2008
| 2008^2 | 2008^2 | 2008
| 2008^3 | 2008^3 | 2008
| 2008^4 | 2008^4 | 2008
auto_sheet3_flags |  |  |  | 2015
| Plant.Code | plant_bo | bogen | missing.from.923 | unmapped_but_in_923 | unmapped | Orphan.Boiler | Boiler.Status | Boiler.ID.NotIn.Assoc | missingPlant.assoc | missingPlant.boilerDesignData.860 | missingPlant.generation.data.923 | missingPlant.boilerFuelData.923 | flag.CACT.missingPair | missing.bf.923 | flag.ST.missing.bf.923 | flag.ST.missing.bf.923.unmapped | flag_RPM | flag_floatingGen | flag_BoilerRetired | flag_Boiler.Status | flag_923bogenCTonly | flagFuelHeat | flag_STassoc_CT_CS_CA | flag_CSassociation | flagFH_no_NG_January | flagNG_no_FH_January | flagFuelHeat_January | flagFH_no_NG_February | flagNG_no_FH_February | flagFuelHeat_February | flagFH_no_NG_March | flagNG_no_FH_March | flagFuelHeat_March | flagFH_no_NG_April | flagNG_no_FH_April | flagFuelHeat_April | flagFH_no_NG_May | flagNG_no_FH_May | flagFuelHeat_May | flagFH_no_NG_June | flagNG_no_FH_June | flagFuelHeat_June | flagFH_no_NG_July | flagNG_no_FH_July | flagFuelHeat_July | flagFH_no_NG_August | flagNG_no_FH_August | flagFuelHeat_August | flagFH_no_NG_September | flagNG_no_FH_September | flagFuelHeat_September | flagFH_no_NG_October | flagNG_no_FH_October | flagFuelHeat_October | flagFH_no_NG_November | flagNG_no_FH_November | flagFuelHeat_November | flagFH_no_NG_December | flagNG_no_FH_December | flagFuelHeat_December | flag_ManualPlant | flag_MisMatch
| 2008 | 2008^1 | 2008^1 | 0 | 0 | 0 | 0 | 1 | 0 | 0 | 0 | 0 | 0 | 0 | 0 | 0 | 0 | 0 | 0 | 0 | 0 | 0 | 0 | 0 | 0 | 0 | 0 | 0 | 0 | 0 | 0 | 0 | 0 | 0 | 0 | 0 | 0 | 0 | 0 | 0 | 0 | 0 | 0 | 0 | 0 | 0 | 0 | 0 | 0 | 0 | 0 | 0 | 0 | 0 | 0 | 0 | 0 | 0 | 0 | 0 | 0 | 0 | 1
| 2008 | 2008^2 | 2008^2 | 0 | 0 | 0 | 0 | 1 | 0 | 0 | 0 | 0 | 0 | 0 | 0 | 0 | 0 | 0 | 0 | 0 | 0 | 0 | 0 | 0 | 0 | 1 | 0 | 0 | 1 | 0 | 0 | 1 | 0 | 0 | 1 | 0 | 0 | 1 | 0 | 0 | 0 | 0 | 0 | 0 | 0 | 0 | 0 | 0 | 0 | 0 | 0 | 0 | 0 | 0 | 0 | 0 | 0 | 0 | 0 | 0 | 0 | 0 | 1
| 2008 | 2008^3 | 2008^3 | 0 | 0 | 0 | 0 | 1 | 0 | 0 | 0 | 0 | 0 | 0 | 0 | 0 | 0 | 0 | 0 | 0 | 0 | 0 | 0 | 0 | 0 | 0 | 0 | 0 | 0 | 0 | 0 | 1 | 0 | 0 | 1 | 0 | 0 | 0 | 0 | 0 | 0 | 0 | 0 | 0 | 0 | 0 | 0 | 0 | 0 | 0 | 0 | 0 | 0 | 0 | 0 | 0 | 0 | 0 | 0 | 0 | 0 | 0 | 1
| 2008 | 2008^4 | 2008^4 | 0 | 0 | 0 | 0 | 1 | 0 | 0 | 0 | 0 | 0 | 0 | 0 | 0 | 0 | 0 | 0 | 1 | 0 | 0 | 0 | 0 | 0 | 0 | 0 | 0 | 0 | 0 | 0 | 0 | 0 | 0 | 0 | 0 | 0 | 0 | 0 | 0 | 0 | 0 | 0 | 0 | 0 | 0 | 0 | 0 | 0 | 0 | 0 | 0 | 0 | 0 | 0 | 0 | 0 | 0 | 0 | 0 | 0 | 0 | 1
auto_sheet3_key |  |  |  | 2015
manualBogenEdit | Plant.Code | bogen | Boiler.ID | Unit.Code | bga.source | Boiler.ID.Total.Fuel.Heat.January | PlantLine.Total.Fuel.Heat.January | flagNG_no_FH_January | flagFH_no_NG_January | flagFuelHeat_January | Boiler.ID.Total.Fuel.Heat.February | PlantLine.Total.Fuel.Heat.February | flagNG_no_FH_February | flagFH_no_NG_February | flagFuelHeat_February | Boiler.ID.Total.Fuel.Heat.March | PlantLine.Total.Fuel.Heat.March | flagNG_no_FH_March | flagFH_no_NG_March | flagFuelHeat_March | Boiler.ID.Total.Fuel.Heat.April | PlantLine.Total.Fuel.Heat.April | flagNG_no_FH_April | flagFH_no_NG_April | flagFuelHeat_April | Boiler.ID.Total.Fuel.Heat.May | PlantLine.Total.Fuel.Heat.May | flagNG_no_FH_May | flagFH_no_NG_May | flagFuelHeat_May | Boiler.ID.Total.Fuel.Heat.June | PlantLine.Total.Fuel.Heat.June | flagNG_no_FH_June | flagFH_no_NG_June | flagFuelHeat_June | Boiler.ID.Total.Fuel.Heat.July | PlantLine.Total.Fuel.Heat.July | flagNG_no_FH_July | flagFH_no_NG_July | flagFuelHeat_July | Boiler.ID.Total.Fuel.Heat.August | PlantLine.Total.Fuel.Heat.August | flagNG_no_FH_August | flagFH_no_NG_August | flagFuelHeat_August | Boiler.ID.Total.Fuel.Heat.September | PlantLine.Total.Fuel.Heat.September | flagNG_no_FH_September | flagFH_no_NG_September | flagFuelHeat_September | Boiler.ID.Total.Fuel.Heat.October | PlantLine.Total.Fuel.Heat.October | flagNG_no_FH_October | flagFH_no_NG_October | flagFuelHeat_October | Boiler.ID.Total.Fuel.Heat.November | PlantLine.Total.Fuel.Heat.November | flagNG_no_FH_November | flagFH_no_NG_November | flagFuelHeat_November | Boiler.ID.Total.Fuel.Heat.December | PlantLine.Total.Fuel.Heat.December | flagNG_no_FH_December | flagFH_no_NG_December | flagFuelHeat_December | missing.from.923 | flagBoiler.ID_assoc | orig_Boiler.ID_assoc | orig_Boiler.ID_bf.923 | flagBoiler.ID_bf.923 | missing.bf.923 | Reported.Prime.Mover_bf.923 | Reported.Prime.Mover_923 | Reported.Prime.Mover_860 | Reported.Fuel.Type.Code | Technology | Energy.Source.1 | unmapped_but_in_923 | unmapped | Orphan.Boiler | Boiler.Status | Boiler.Retirement.Year | Boiler.Retirement.Month | flag_BoilerRetired | flag_Boiler.Status | Boiler.ID.NotIn.Assoc | missingPlant.assoc | missingPlant.boilerDesignData.860 | missingPlant.generation.data.923 | missingPlant.boilerFuelData.923 | Reported.Prime.Mover_page1 | flag.ST.missing.bf.923 | flag.CACT.missingPair | flag_923bogenCTonly | flag.NGCC.badFuel | flag.ST.missing.bf.923.unmapped | flag_RPM | flag_floatingGen | flagFuelHeat | flag_STassoc_CT_CS_CA | flag_CSassociation | countFlags | YEAR | plant_bo | plant_bo_bf.923 | plant_bo_assoc | manualBogenEditFileName | manualBogenEditDateTime
0 | 2008 | 2008^1 | 1 | none | eia860.org | 0 |  | 0 | 0 | 0 | 0 |  | 0 | 0 | 0 | 0 |  | 0 | 0 | 0 | 0 |  | 0 | 0 | 0 | 0 |  | 0 | 0 | 0 | 0 |  | 0 | 0 | 0 | 0 |  | 0 | 0 | 0 | 0 |  | 0 | 0 | 0 | 0 |  | 0 | 0 | 0 | 0 |  | 0 | 0 | 0 | 0 |  | 0 | 0 | 0 | 0 |  | 0 | 0 | 0 | FALSE | removeChar | 1 | 1 | removeChar | FALSE | ST | ST |  | NG |  |  | FALSE | FALSE | FALSE | RE | 2015 | 12 | 0 | 0 | 0 | FALSE | FALSE | FALSE | FALSE |  | 0 | FALSE | FALSE | 0 | 0 |  | 0 | 0 | 0 | 0 | 1 | 2015 | 2008^1 | 2008^1 | 2008^1
0 | 2008 | 2008^2 | 2 | none | eia860.org | 54389 |  | 0 | 1 | 0 | 47754 |  | 0 | 1 | 0 | 20331 |  | 0 | 1 | 0 | 39280 |  | 0 | 1 | 0 | 51649 |  | 0 | 1 | 0 | 0 |  | 0 | 0 | 0 | 0 |  | 0 | 0 | 0 | 0 |  | 0 | 0 | 0 | 0 |  | 0 | 0 | 0 | 0 |  | 0 | 0 | 0 | 0 |  | 0 | 0 | 0 | 0 |  | 0 | 0 | 0 | FALSE | removeChar | 2 | 2 | removeChar | FALSE | ST | ST |  | NG |  |  | FALSE | FALSE | FALSE | RE | 2015 | 12 | 0 | 0 | 0 | FALSE | FALSE | FALSE | FALSE |  | 0 | FALSE | FALSE | 0 | 0 |  | 0 | 0 | 0 | 0 | 7 | 2015 | 2008^2 | 2008^2 | 2008^2
0 | 2008 | 2008^3 | 3 | none | eia860.org | 0 |  | 0 | 0 | 0 | 0 |  | 0 | 0 | 0 | 32536 |  | 0 | 1 | 0 | 11872 |  | 0 | 1 | 0 | 0 |  | 0 | 0 | 0 | 0 |  | 0 | 0 | 0 | 0 |  | 0 | 0 | 0 | 0 |  | 0 | 0 | 0 | 0 |  | 0 | 0 | 0 | 0 |  | 0 | 0 | 0 | 0 |  | 0 | 0 | 0 | 0 |  | 0 | 0 | 0 | FALSE | removeChar | 3 | 3 | removeChar | FALSE | ST | ST |  | BIT |  |  | FALSE | FALSE | FALSE | RE | 2015 | 12 | 0 | 0 | 0 | FALSE | FALSE | FALSE | FALSE |  | 0 | FALSE | FALSE | 0 | 0 |  | 0 | 0 | 0 | 0 | 4 | 2015 | 2008^3 | 2008^3 | 2008^3
0 | 2008 | 2008^4 | 4 | none | eia860.org | 0 |  | 0 | 0 | 0 | 0 |  | 0 | 0 | 0 | 0 |  | 0 | 0 | 0 | 0 |  | 0 | 0 | 0 | 0 |  | 0 | 0 | 0 | 0 |  | 0 | 0 | 0 | 0 |  | 0 | 0 | 0 | 0 |  | 0 | 0 | 0 | 0 |  | 0 | 0 | 0 | 0 |  | 0 | 0 | 0 | 0 |  | 0 | 0 | 0 | 0 |  | 0 | 0 | 0 | FALSE | removeChar | 4 | 4 | removeChar | FALSE | ST | ST |  | NG |  |  | FALSE | FALSE | FALSE | RE | 1969 | 12 | 1 | 0 | 0 | FALSE | FALSE | FALSE | FALSE |  | 0 | FALSE | FALSE | 0 | 0 |  | 0 | 0 | 0 | 0 | 2 | 2015 | 2008^4 | 2008^4 | 2008^4
orig_sheet4_key |  |  |  | 2015
| plant_gen | bogen | Plant.Code
| 2008^1 | 2008^1 | 2008
| 2008^2 | 2008^2 | 2008
| 2008^3 | 2008^3 | 2008
| 2008^4 | 2008^4 | 2008
auto_sheet4_flags |  |  |  | 2015
| Plant.Code | plant_gen | bogen | missing.from.923 | Generator.Status | Orphan.Generator | unmapped_but_in_923 | unmapped | missingPlant.assoc | missingPlant.generator.data.860 | missingPlant.generation.data.923 | flag.CACT.missingPair | missing.bf.923 | missing.generation.data | flag.ST.missing.bf.923 | flag.ST.missing.bf.923.unmapped | flag_RPM | flag_floatingGen | flag_GeneratorRetired | flag_Generator.Status | flag_923bogenCTonly | flagFuelHeat | flag_STassoc_CT_CS_CA | flag_CSassociation | flagNetGenWithoutFuelHeat | flagFuelHeatWithoutNetGen | flagFH_no_NG_January | flagNG_no_FH_January | flagFuelHeat_January | flagFH_no_NG_February | flagNG_no_FH_February | flagFuelHeat_February | flagFH_no_NG_March | flagNG_no_FH_March | flagFuelHeat_March | flagFH_no_NG_April | flagNG_no_FH_April | flagFuelHeat_April | flagFH_no_NG_May | flagNG_no_FH_May | flagFuelHeat_May | flagFH_no_NG_June | flagNG_no_FH_June | flagFuelHeat_June | flagFH_no_NG_July | flagNG_no_FH_July | flagFuelHeat_July | flagFH_no_NG_August | flagNG_no_FH_August | flagFuelHeat_August | flagFH_no_NG_September | flagNG_no_FH_September | flagFuelHeat_September | flagFH_no_NG_October | flagNG_no_FH_October | flagFuelHeat_October | flagFH_no_NG_November | flagNG_no_FH_November | flagFuelHeat_November | flagFH_no_NG_December | flagNG_no_FH_December | flagFuelHeat_December | flag_ManualPlant | flag_MisMatch
| 2008 | 2008^1 | 2008^1 | 0 | 0 | 0 | 0 | 0 | 0 | 0 | 0 | 0 | 0 | 0 | 0 | 0 | 0 | 0 | 0 | 0 | 0 | 0 | 0 | 0 | 0 | 0 | 0 | 0 | 0 | 0 | 0 | 0 | 0 | 0 | 0 | 0 | 0 | 0 | 0 | 0 | 0 | 0 | 0 | 0 | 0 | 0 | 0 | 0 | 0 | 0 | 0 | 0 | 0 | 0 | 0 | 0 | 0 | 0 | 0 | 0 | 0 | 0 | 0 | 1
| 2008 | 2008^2 | 2008^2 | 0 | 0 | 0 | 0 | 0 | 0 | 0 | 0 | 0 | 0 | 0 | 0 | 0 | 0 | 0 | 0 | 0 | 0 | 0 | 0 | 0 | 0 | 1 | 1 | 0 | 0 | 1 | 0 | 0 | 1 | 0 | 0 | 1 | 0 | 0 | 1 | 0 | 0 | 0 | 0 | 0 | 0 | 0 | 0 | 0 | 0 | 0 | 0 | 0 | 0 | 0 | 0 | 0 | 0 | 0 | 0 | 0 | 0 | 0 | 0 | 1
| 2008 | 2008^3 | 2008^3 | 0 | 0 | 0 | 0 | 0 | 0 | 0 | 0 | 0 | 0 | 0 | 0 | 0 | 0 | 0 | 0 | 0 | 0 | 0 | 0 | 0 | 0 | 1 | 0 | 0 | 0 | 0 | 0 | 0 | 1 | 0 | 0 | 1 | 0 | 0 | 0 | 0 | 0 | 0 | 0 | 0 | 0 | 0 | 0 | 0 | 0 | 0 | 0 | 0 | 0 | 0 | 0 | 0 | 0 | 0 | 0 | 0 | 0 | 0 | 0 | 1
| 2008 | 2008^4 | 2008^4 | 0 | 0 | 0 | 0 | 0 | 0 | 0 | 0 | 0 | 0 | 0 | 0 | 0 | 0 | 0 | 0 | 0 | 0 | 0 | 0 | 0 | 0 | 0 | 0 | 0 | 0 | 0 | 0 | 0 | 0 | 0 | 0 | 0 | 0 | 0 | 0 | 0 | 0 | 0 | 0 | 0 | 0 | 0 | 0 | 0 | 0 | 0 | 0 | 0 | 0 | 0 | 0 | 0 | 0 | 0 | 0 | 0 | 0 | 0 | 0 | 1
auto_sheet4_key |  |  |  | 2015
manualBogenEdit | Plant.Code | Generator.ID | bogen | Unit.Code | bga.source | Net.Generation.mwh | Generator.ID.Total.Net.Generation.January | PlantLine.Total.Fuel.Heat.January | PlantLine.Total.Net.Generation.January | flagNG_no_FH_January | flagFH_no_NG_January | flagFuelHeat_January | Generator.ID.Total.Net.Generation.February | PlantLine.Total.Fuel.Heat.February | PlantLine.Total.Net.Generation.February | flagNG_no_FH_February | flagFH_no_NG_February | flagFuelHeat_February | Generator.ID.Total.Net.Generation.March | PlantLine.Total.Fuel.Heat.March | PlantLine.Total.Net.Generation.March | flagNG_no_FH_March | flagFH_no_NG_March | flagFuelHeat_March | Generator.ID.Total.Net.Generation.April | PlantLine.Total.Fuel.Heat.April | PlantLine.Total.Net.Generation.April | flagNG_no_FH_April | flagFH_no_NG_April | flagFuelHeat_April | Generator.ID.Total.Net.Generation.May | PlantLine.Total.Fuel.Heat.May | PlantLine.Total.Net.Generation.May | flagNG_no_FH_May | flagFH_no_NG_May | flagFuelHeat_May | Generator.ID.Total.Net.Generation.June | PlantLine.Total.Fuel.Heat.June | PlantLine.Total.Net.Generation.June | flagNG_no_FH_June | flagFH_no_NG_June | flagFuelHeat_June | Generator.ID.Total.Net.Generation.July | PlantLine.Total.Fuel.Heat.July | PlantLine.Total.Net.Generation.July | flagNG_no_FH_July | flagFH_no_NG_July | flagFuelHeat_July | Generator.ID.Total.Net.Generation.August | PlantLine.Total.Fuel.Heat.August | PlantLine.Total.Net.Generation.August | flagNG_no_FH_August | flagFH_no_NG_August | flagFuelHeat_August | Generator.ID.Total.Net.Generation.September | PlantLine.Total.Fuel.Heat.September | PlantLine.Total.Net.Generation.September | flagNG_no_FH_September | flagFH_no_NG_September | flagFuelHeat_September | Generator.ID.Total.Net.Generation.October | PlantLine.Total.Fuel.Heat.October | PlantLine.Total.Net.Generation.October | flagNG_no_FH_October | flagFH_no_NG_October | flagFuelHeat_October | Generator.ID.Total.Net.Generation.November | PlantLine.Total.Fuel.Heat.November | PlantLine.Total.Net.Generation.November | flagNG_no_FH_November | flagFH_no_NG_November | flagFuelHeat_November | Generator.ID.Total.Net.Generation.December | PlantLine.Total.Fuel.Heat.December | PlantLine.Total.Net.Generation.December | flagNG_no_FH_December | flagFH_no_NG_December | flagFuelHeat_December | missing.from.923 | orig_Generator.ID_923 | flagGenerator.ID_923 | orig_Generator.ID_860 | flagGenerator.ID_860 | flagGenerator.ID_assoc | orig_Generator.ID_assoc | missing.bf.923 | Reported.Prime.Mover_bf.923 | Reported.Prime.Mover_923 | Reported.Prime.Mover_860 | Reported.Fuel.Type.Code | Technology | Energy.Source.1 | Generator.Status | Orphan.Generator | unmapped_but_in_923 | unmapped | flag_Generator.Status | Generator.Retirement.Year | Generator.Retirement.Month | flag_GeneratorRetired | missingPlant.assoc | missingPlant.generator.data.860 | missingPlant.generation.data.923 | Reported.Prime.Mover_page1 | flag.ST.missing.bf.923 | flag.CACT.missingPair | flag_923bogenCTonly | flag.NGCC.badFuel | flag.ST.missing.bf.923.unmapped | flag_RPM | flag_floatingGen | flagNetGenWithoutFuelHeat | flagFuelHeatWithoutNetGen | flagFuelHeat | flag_STassoc_CT_CS_CA | flag_CSassociation | countFlags | YEAR | plant_gen | plant_gen.923 | plant_gen.860 | plant_gen_assoc | missing.generation.data | manualBogenEditFileName | manualBogenEditDateTime
0 | 2008 | 1 | 2008^1 | none | eia860.org | -511 | -118 |  |  | 0 | 0 | 0 | -110 |  |  | 0 | 0 | 0 | -66 |  |  | 0 | 0 | 0 | -96 |  |  | 0 | 0 | 0 | -121 |  |  | 0 | 0 | 0 | 0 |  |  | 0 | 0 | 0 | 0 |  |  | 0 | 0 | 0 | 0 |  |  | 0 | 0 | 0 | 0 |  |  | 0 | 0 | 0 | 0 |  |  | 0 | 0 | 0 | 0 |  |  | 0 | 0 | 0 | 0 |  |  | 0 | 0 | 0 | FALSE | 1 | removeChar |  |  | removeChar | 1 | FALSE | ST | ST |  | NG |  |  |  | FALSE | FALSE | FALSE | 0 | 2015 | 12 | 0 | FALSE | FALSE | FALSE |  | 0 | FALSE | FALSE | 0 | 0 |  | 0 | 0 | 0 | 0 | 0 | 0 | 1 | 2015 | 2008^1 | 2008^1 | 2008^NA | 2008^1 | FALSE
0 | 2008 | 2 | 2008^2 | none | eia860.org | -533 | -125 |  |  | 0 | 1 | 0 | -112 |  |  | 0 | 1 | 0 | -69 |  |  | 0 | 1 | 0 | -100 |  |  | 0 | 1 | 0 | -127 |  |  | 0 | 1 | 0 | 0 |  |  | 0 | 0 | 0 | 0 |  |  | 0 | 0 | 0 | 0 |  |  | 0 | 0 | 0 | 0 |  |  | 0 | 0 | 0 | 0 |  |  | 0 | 0 | 0 | 0 |  |  | 0 | 0 | 0 | 0 |  |  | 0 | 0 | 0 | FALSE | 2 | removeChar |  |  | removeChar | 2 | FALSE | ST | ST |  | NG |  |  |  | FALSE | FALSE | FALSE | 0 | 2015 | 12 | 0 | FALSE | FALSE | FALSE |  | 0 | FALSE | FALSE | 0 | 0 |  | 0 | 0 | 5 | 0 | 0 | 0 | 7 | 2015 | 2008^2 | 2008^2 | 2008^NA | 2008^2 | FALSE
0 | 2008 | 3 | 2008^3 | none | eia860.org | -303 | -12 |  |  | 0 | 0 | 0 | -13 |  |  | 0 | 0 | 0 | -192 |  |  | 0 | 1 | 0 | -81 |  |  | 0 | 1 | 0 | -5 |  |  | 0 | 0 | 0 | 0 |  |  | 0 | 0 | 0 | 0 |  |  | 0 | 0 | 0 | 0 |  |  | 0 | 0 | 0 | 0 |  |  | 0 | 0 | 0 | 0 |  |  | 0 | 0 | 0 | 0 |  |  | 0 | 0 | 0 | 0 |  |  | 0 | 0 | 0 | FALSE | 3 | removeChar |  |  | removeChar | 3 | FALSE | ST | ST |  | BIT |  |  |  | FALSE | FALSE | FALSE | 0 | 2015 | 12 | 0 | FALSE | FALSE | FALSE |  | 0 | FALSE | FALSE | 0 | 0 |  | 0 | 0 | 2 | 0 | 0 | 0 | 4 | 2015 | 2008^3 | 2008^3 | 2008^NA | 2008^3 | FALSE
0 | 2008 | 4 | 2008^4 | none | eia860.org | -538 | -141 |  |  | 0 | 0 | 0 | -141 |  |  | 0 | 0 | 0 | -103 |  |  | 0 | 0 | 0 | -71 |  |  | 0 | 0 | 0 | -82 |  |  | 0 | 0 | 0 | 0 |  |  | 0 | 0 | 0 | 0 |  |  | 0 | 0 | 0 | 0 |  |  | 0 | 0 | 0 | 0 |  |  | 0 | 0 | 0 | 0 |  |  | 0 | 0 | 0 | 0 |  |  | 0 | 0 | 0 | 0 |  |  | 0 | 0 | 0 | FALSE | 4 | removeChar |  |  | removeChar | 4 | FALSE | ST | ST |  | NG |  |  |  | FALSE | FALSE | FALSE | 0 | 2015 | 12 | 0 | FALSE | FALSE | FALSE |  | 0 | FALSE | FALSE | 0 | 0 |  | 0 | 0 | 0 | 0 | 0 | 0 | 2 | 2015 | 2008^4 | 2008^4 | 2008^NA | 2008^4 | FALSE
EIA_associationTable |  |  |  | 2015
| Utility.ID | Utility.Name | Plant.Code | Plant.Name | Boiler.ID | Generator.ID | Steam.Plant.Type
| 16181 | Rochester Public Utilities | 2008 | Silver Lake | 1 | 1 | 2
| 16181 | Rochester Public Utilities | 2008 | Silver Lake | 2 | 2 | 2
| 16181 | Rochester Public Utilities | 2008 | Silver Lake | 3 | 3 | 2
| 16181 | Rochester Public Utilities | 2008 | Silver Lake | 4 | 4 | 2
generator.data.860 |  |  |  | 2015
| Utility.ID | Utility.Name | Plant.Code | Plant.Name | State | County | Generator.ID | Technology | Prime.Mover | Unit.Code | Ownership | Duct.Burners | Can.Bypass.Heat.Recovery.Steam.Generator. | RTO.ISO.LMP.Node.Designation | RTO.ISO.Location.Designation.for.Reporting.Wholesale.Sales.Data.to.FERC | Nameplate.Capacity..MW. | Nameplate.Power.Factor | Summer.Capacity..MW. | Winter.Capacity..MW. | Minimum.Load..MW. | Uprate.or.Derate.Completed.During.Year | Month.Uprate.or.Derate.Completed | Year.Uprate.or.Derate.Completed | Status | Synchronized.to.Transmission.Grid | Operating.Month | Operating.Year | Planned.Retirement.Month | Planned.Retirement.Year | Associated.with.Combined.Heat.and.Power.System | Sector.Name | Sector | Topping.or.Bottoming | Energy.Source.1 | Energy.Source.2 | Energy.Source.3 | Energy.Source.4 | Energy.Source.5 | Energy.Source.6 | Startup.Source.1 | Startup.Source.2 | Startup.Source.3 | Startup.Source.4 | Solid.Fuel.Gasification.System. | Carbon.Capture.Technology. | Turbines..Inverters..or.Hydrokinetic.Buoys | Time.from.Cold.Shutdown.to.Full.Load | Fluidized.Bed.Technology. | Pulverized.Coal.Technology. | Stoker.Technology. | Other.Combustion.Technology. | Subcritical.Technology. | Supercritical.Technology. | Ultrasupercritical.Technology. | Planned.Net.Summer.Capacity.Uprate..MW. | Planned.Net.Winter.Capacity.Uprate..MW. | Planned.Uprate.Month | Planned.Uprate.Year | Planned.Net.Summer.Capacity.Derate..MW. | Planned.Net.Winter.Capacity.Derate..MW. | Planned.Derate.Month | Planned.Derate.Year | Planned.New.Prime.Mover | Planned.Energy.Source.1 | Planned.New.Nameplate.Capacity..MW. | Planned.Repower.Month | Planned.Repower.Year | Other.Planned.Modifications. | Other.Modifications.Month | Other.Modifications.Year | Cofire.Fuels. | Switch.Between.Oil.and.Natural.Gas.
retiredGenerators.860 |  |  |  | 2015
| Utility.ID | Utility.Name | Plant.Code | Plant.Name | State | County | Generator.ID | Technology | Prime.Mover | Unit.Code | Ownership | Duct.Burners | Can.Bypass.Heat.Recovery.Steam.Generator. | RTO.ISO.LMP.Node.Designation | RTO.ISO.Location.Designation.for.Reporting.Wholesale.Sales.Data.to.FERC | Nameplate.Capacity..MW. | Nameplate.Power.Factor | Summer.Capacity..MW. | Winter.Capacity..MW. | Minimum.Load..MW. | Uprate.or.Derate.Completed.During.Year | Month.Uprate.or.Derate.Completed | Year.Uprate.or.Derate.Completed | Status | Synchronized.to.Transmission.Grid | Operating.Month | Operating.Year | Retirement.Month | Retirement.Year | Associated.with.Combined.Heat.and.Power.System | Sector.Name | Sector | Topping.or.Bottoming | Energy.Source.1 | Energy.Source.2 | Energy.Source.3 | Energy.Source.4 | Energy.Source.5 | Energy.Source.6 | Startup.Source.1 | Startup.Source.2 | Startup.Source.3 | Startup.Source.4 | Solid.Fuel.Gasification.System. | Carbon.Capture.Technology. | Turbines..Inverters..or.Hydrokinetic.Buoys | Time.from.Cold.Shutdown.to.Full.Load | Fluidized.Bed.Technology. | Pulverized.Coal.Technology. | Stoker.Technology. | Other.Combustion.Technology. | Subcritical.Technology. | Supercritical.Technology. | Ultrasupercritical.Technology. | Cofire.Fuels. | Switch.Between.Oil.and.Natural.Gas.
| 16181 | Rochester Public Utilities | 2008 | Silver Lake | MN | Olmsted | 1 | Conventional Steam Coal | ST |  | S | X | X | SMP.MMPA.SLP1 | SMP.MMPA.SLP1 | 8 | 0.95 | 6.6 | 6.6 | 5 | N |  |  | RE | X | 8 | 1948 | 12 | 2015 | N | Electric Utility | 1 | X | BIT | NG |  |  |  |  | NG |  |  |  | N |  |  | OVER |  | Y |  |  | Y |  |  | Y | N
| 16181 | Rochester Public Utilities | 2008 | Silver Lake | MN | Olmsted | 2 | Conventional Steam Coal | ST |  | S | X | X | SMP.MMPA.SLP2 | SMP.MMPA.SLP2 | 12 | 0.95 | 7 | 7 | 5 | N |  |  | RE | X | 12 | 1953 | 12 | 2015 | N | Electric Utility | 1 | X | BIT | NG |  |  |  |  | NG |  |  |  | N |  |  | OVER |  | Y |  |  | Y |  |  | Y | N
| 16181 | Rochester Public Utilities | 2008 | Silver Lake | MN | Olmsted | 3 | Conventional Steam Coal | ST |  | S | X | X | SMP.MMPA.SLP3 | SMP.MMPA.SLP3 | 25 | 0.95 | 20 | 20 | 5 | N |  |  | RE | X | 11 | 1962 | 12 | 2015 | N | Electric Utility | 1 | X | BIT | NG |  |  |  |  | NG |  |  |  | N |  |  | OVER |  | Y |  |  | Y |  |  | Y | N
| 16181 | Rochester Public Utilities | 2008 | Silver Lake | MN | Olmsted | 4 | Conventional Steam Coal | ST |  | S | X | X | SMP.MMPA.SLP4 | SMP.MMPA.SLP4 | 54 | 0.95 | 46.4 | 46.4 | 15 | N |  |  | RE | X | 12 | 1969 | 12 | 2015 | N | Electric Utility | 1 | X | BIT | NG |  |  |  |  | NG |  |  |  | N |  |  | OVER |  | Y |  |  | Y |  |  | Y | N
Boiler_InfoDesign_Parameters.860 |  |  |  | 2015
| Utility.ID | Utility.Name | Plant.Code | Plant.Name | State | Boiler.ID | Boiler.Status | Type.of.Boiler | Inservice.Month | Inservice.Year | Retirement.Month | Retirement.Year | Firing.Type.1 | Firing.Type.2 | Firing.Type.3 | Max.Steam.Flow..Thousand.Pounds.per.Hour. | Firing.Rate.Using.Coal..0.1.Tons.per.Hour. | Firing.Rate.Using.Petroleum..0.1.Barrels.per.Hour. | Firing.Rate.Using.Gas..0.1.MCF.per.Hour. | Firing.Rate.Using.Other.Fuels | Waste.Heat.Input..Million.BTU.per.Hour. | Primary.Fuel.1 | Primary.Fuel.2 | Primary.Fuel.3 | Primary.Fuel.4 | Turndown.Ratio | Efficiency.100..Load | Efficiency.50..Load | Air.Flow.100..Load..Cubic.Feet.per.Minute. | Wet.Dry.Bottom | Fly.Ash.Reinjection | Steam.Plant.Type | missingData
| 16181 | Rochester Public Utilities | 2008 | Silver Lake | MN | 1 | RE | N | 8 | 1948 | 12 | 2015 | [19 empty] | 2 | 2
| 16181 | Rochester Public Utilities | 2008 | Silver Lake | MN | 2 | RE | N | 12 | 1953 | 12 | 2015 | [19 empty] | 2 | 2
| 16181 | Rochester Public Utilities | 2008 | Silver Lake | MN | 3 | RE | N | 11 | 1962 | 12 | 2015 | [19 empty] | 2 | 2
| 16181 | Rochester Public Utilities | 2008 | Silver Lake | MN | 4 | RE | N | 12 | 1969 | 12 | 1969 | [19 empty] | 2 | 2
boilerFuelData_923 |  |  |  | 2015
| Plant.Code | Combined.Heat.And..Power.Plant | Plant.Name | Operator.Name | Operator.Id | Plant.State | Census.Region | NERC.Region | NAICS.Code | Sector.Number | Sector.Name | Boiler.ID | Reported.Prime.Mover | Reported.Fuel.Type.Code | Physical.Unit.Label | Quantity.Of.Fuel.Consumed.January | Quantity.Of.Fuel.Consumed.February | Quantity.Of.Fuel.Consumed.March | Quantity.Of.Fuel.Consumed.April | Quantity.Of.Fuel.Consumed.May | Quantity.Of.Fuel.Consumed.June | Quantity.Of.Fuel.Consumed.July | Quantity.Of.Fuel.Consumed.August | Quantity.Of.Fuel.Consumed.September | Quantity.Of.Fuel.Consumed.October | Quantity.Of.Fuel.Consumed.November | Quantity.Of.Fuel.Consumed.December | MMbtu.Per.Unit.January | MMbtu.Per.Unit.February | MMbtu.Per.Unit.March | MMbtu.Per.Unit.April | MMbtu.Per.Unit.May | MMbtu.Per.Unit.June | MMbtu.Per.Unit.July | MMbtu.Per.Unit.August | MMbtu.Per.Unit.September | MMbtu.Per.Unit.October | MMbtu.Per.Unit.November | MMbtu.Per.Unit.December | Sulfur.Content.January | Sulfur.Content.February | Sulfur.Content.March | Sulfur.Content.April | Sulfur.Content.May | Sulfur.Content.June | Sulfur.Content.July | Sulfur.Content.August | Sulfur.Content.September | Sulfur.Content.October | Sulfur.Content.November | Sulfur.Content.December | Ash.Content.January | Ash.Content.February | Ash.Content.March | Ash.Content.April | Ash.Content.May | Ash.Content.June | Ash.Content.July | Ash.Content.August | Ash.Content.September | Ash.Content.October | Ash.Content.November | Ash.Content.December | Total.Fuel.Consumption.Quantity | YEAR | missingData
| 2008 | N | Silver Lake | Rochester Public Utilities | 16181 | MN | WNC | MRO | 22 | 1 | Electric Utility | 1 | ST | BIT | short tons | 0 | 0 | 0 | 0 | 0 | 0 | 0 | 0 | 0 | 0 | 0 | 0 | 0 | 0 | 0 | 0 | 0 | 0 | 0 | 0 | 0 | 0 | 0 | 0 | 0 | 0 | 0 | 0 | 0 | 0 | 0 | 0 | 0 | 0 | 0 | 0 | 0 | 0 | 0 | 0 | 0 | 0 | 0 | 0 | 0 | 0 | 0 | 0 | 0 | 2015 | 0
| 2008 | N | Silver Lake | Rochester Public Utilities | 16181 | MN | WNC | MRO | 22 | 1 | Electric Utility | 1 | ST | NG | Mcf | 0 | 0 | 0 | 0 | 0 | 0 | 0 | 0 | 0 | 0 | 0 | 0 | 0 | 0 | 0 | 0 | 0 | 0 | 0 | 0 | 0 | 0 | 0 | 0 | 0 | 0 | 0 | 0 | 0 | 0 | 0 | 0 | 0 | 0 | 0 | 0 | 0 | 0 | 0 | 0 | 0 | 0 | 0 | 0 | 0 | 0 | 0 | 0 | 0 | 2015 | 0
| 2008 | N | Silver Lake | Rochester Public Utilities | 16181 | MN | WNC | MRO | 22 | 1 | Electric Utility | 2 | ST | BIT | short tons | 0 | 0 | 0 | 0 | 0 | 0 | 0 | 0 | 0 | 0 | 0 | 0 | 0 | 0 | 0 | 0 | 0 | 0 | 0 | 0 | 0 | 0 | 0 | 0 | 0 | 0 | 0 | 0 | 0 | 0 | 0 | 0 | 0 | 0 | 0 | 0 | 0 | 0 | 0 | 0 | 0 | 0 | 0 | 0 | 0 | 0 | 0 | 0 | 0 | 2015 | 0
| 2008 | N | Silver Lake | Rochester Public Utilities | 16181 | MN | WNC | MRO | 22 | 1 | Electric Utility | 2 | ST | NG | Mcf | 54389 | 47754 | 20331 | 39280 | 51649 | 0 | 0 | 0 | 0 | 0 | 0 | 0 | 1 | 1 | 1 | 1 | 1 | 0 | 0 | 0 | 0 | 0 | 0 | 0 | 0 | 0 | 0 | 0 | 0 | 0 | 0 | 0 | 0 | 0 | 0 | 0 | 0 | 0 | 0 | 0 | 0 | 0 | 0 | 0 | 0 | 0 | 0 | 0 | 213403 | 2015 | 0
| 2008 | N | Silver Lake | Rochester Public Utilities | 16181 | MN | WNC | MRO | 22 | 1 | Electric Utility | 3 | ST | BIT | short tons | 0 | 0 | 0 | 0 | 0 | 0 | 0 | 0 | 0 | 0 | 0 | 0 | 0 | 0 | 0 | 0 | 0 | 0 | 0 | 0 | 0 | 0 | 0 | 0 | 0 | 0 | 0 | 0 | 0 | 0 | 0 | 0 | 0 | 0 | 0 | 0 | 0 | 0 | 0 | 0 | 0 | 0 | 0 | 0 | 0 | 0 | 0 | 0 | 0 | 2015 | 0
| 2008 | N | Silver Lake | Rochester Public Utilities | 16181 | MN | WNC | MRO | 22 | 1 | Electric Utility | 3 | ST | NG | Mcf | 0 | 0 | 32536 | 11872 | 0 | 0 | 0 | 0 | 0 | 0 | 0 | 0 | 0 | 0 | 1 | 1 | 0 | 0 | 0 | 0 | 0 | 0 | 0 | 0 | 0 | 0 | 0 | 0 | 0 | 0 | 0 | 0 | 0 | 0 | 0 | 0 | 0 | 0 | 0 | 0 | 0 | 0 | 0 | 0 | 0 | 0 | 0 | 0 | 44408 | 2015 | 0
| 2008 | N | Silver Lake | Rochester Public Utilities | 16181 | MN | WNC | MRO | 22 | 1 | Electric Utility | 4 | ST | BIT | short tons | 0 | 0 | 0 | 0 | 0 | 0 | 0 | 0 | 0 | 0 | 0 | 0 | 0 | 0 | 0 | 0 | 0 | 0 | 0 | 0 | 0 | 0 | 0 | 0 | 0 | 0 | 0 | 0 | 0 | 0 | 0 | 0 | 0 | 0 | 0 | 0 | 0 | 0 | 0 | 0 | 0 | 0 | 0 | 0 | 0 | 0 | 0 | 0 | 0 | 2015 | 0
| 2008 | N | Silver Lake | Rochester Public Utilities | 16181 | MN | WNC | MRO | 22 | 1 | Electric Utility | 4 | ST | NG | Mcf | 0 | 0 | 0 | 0 | 0 | 0 | 0 | 0 | 0 | 0 | 0 | 0 | 0 | 0 | 0 | 0 | 0 | 0 | 0 | 0 | 0 | 0 | 0 | 0 | 0 | 0 | 0 | 0 | 0 | 0 | 0 | 0 | 0 | 0 | 0 | 0 | 0 | 0 | 0 | 0 | 0 | 0 | 0 | 0 | 0 | 0 | 0 | 0 | 0 | 2015 | 0
generation.data.923 |  |  |  | 2015
| Plant.Code | Combined.Heat.And.Power.Plant | Plant.Name | Operator.Name | Operator.Id | Plant.State | Census.Region | NERC.Region | NAICS.Code | Sector.Number | Sector.Name | Generator.ID | Reported.Prime.Mover | Net.Generation.January | Net.Generation.February | Net.Generation.March | Net.Generation.April | Net.Generation.May | Net.Generation.June | Net.Generation.July | Net.Generation.August | Net.Generation.September | Net.Generation.October | Net.Generation.November | Net.Generation.December | Net.Generation.Year.To.Date | YEAR | missingData
| 2008 | N | Silver Lake | Rochester Public Utilities | 16181 | MN | WNC | MRO | 22 | 1 | Electric Utility | 4 | ST | -141 | -141 | -103 | -71 | -82 | 0 | 0 | 0 | 0 | 0 | 0 | 0 | -538 | 2015 | 0
| 2008 | N | Silver Lake | Rochester Public Utilities | 16181 | MN | WNC | MRO | 22 | 1 | Electric Utility | 3 | ST | -12 | -13 | -192 | -81 | -5 | 0 | 0 | 0 | 0 | 0 | 0 | 0 | -303 | 2015 | 0
| 2008 | N | Silver Lake | Rochester Public Utilities | 16181 | MN | WNC | MRO | 22 | 1 | Electric Utility | 1 | ST | -118 | -110 | -66 | -96 | -121 | 0 | 0 | 0 | 0 | 0 | 0 | 0 | -511 | 2015 | 0
| 2008 | N | Silver Lake | Rochester Public Utilities | 16181 | MN | WNC | MRO | 22 | 1 | Electric Utility | 2 | ST | -125 | -112 | -69 | -100 | -127 | 0 | 0 | 0 | 0 | 0 | 0 | 0 | -533 | 2015 | 0
page1GenFuelData.923 |  |  |  | 2015
| Plant.Code | Combined.Heat.And.Power.Plant | Nuclear.Unit.Id | Plant.Name | Operator.Name | Operator.Id | Plant.State | Census.Region | NERC.Region | Reserved | NAICS.Code | EIA.Sector.Number | Sector.Name | Reported.Prime.Mover | Reported.Fuel.Type.Code | AER.Fuel.Type.Code | Reserved.1 | Reserved.2 | Physical.Unit.Label | Quantity.January | Quantity.February | Quantity.March | Quantity.April | Quantity.May | Quantity.June | Quantity.July | Quantity.August | Quantity.September | Quantity.October | Quantity.November | Quantity.December | Elec_Quantity.January | Elec_Quantity.February | Elec_Quantity.March | Elec_Quantity.April | Elec_Quantity.May | Elec_Quantity.June | Elec_Quantity.July | Elec_Quantity.August | Elec_Quantity.September | Elec_Quantity.October | Elec_Quantity.November | Elec_Quantity.December | MMBtuPer_Unit.January | MMBtuPer_Unit.February | MMBtuPer_Unit.March | MMBtuPer_Unit.April | MMBtuPer_Unit.May | MMBtuPer_Unit.June | MMBtuPer_Unit.July | MMBtuPer_Unit.August | MMBtuPer_Unit.September | MMBtuPer_Unit.October | MMBtuPer_Unit.November | MMBtuPer_Unit.December | Tot_MMBtu.January | Tot_MMBtu.February | Tot_MMBtu.March | Tot_MMBtu.April | Tot_MMBtu.May | Tot_MMBtu.June | Tot_MMBtu.July | Tot_MMBtu.August | Tot_MMBtu.September | Tot_MMBtu.October | Tot_MMBtu.November | Tot_MMBtu.December | Elec_MMBtu.January | Elec_MMBtu.February | Elec_MMBtu.March | Elec_MMBtu.April | Elec_MMBtu.May | Elec_MMBtu.June | Elec_MMBtu.July | Elec_MMBtu.August | Elec_MMBtu.September | Elec_MMBtu.October | Elec_MMBtu.November | Elec_MMBtu.December | Netgen.January | Netgen.February | Netgen.March | Netgen.April | Netgen.May | Netgen.June | Netgen.July | Netgen.August | Netgen.September | Netgen.October | Netgen.November | Netgen.December | Total.Fuel.Consumption.Quantity | Electric.Fuel.Consumption.Quantity | Total.Fuel.Consumption.MMBtu | Elec.Fuel.Consumption.MMBtu | Net.Generation..Megawatthours. | YEAR | missingData
| 2008 | N | . | Silver Lake | Rochester Public Utilities | 16181 | MN | WNC | MRO |  | 22 | 1 | Electric Utility | ST | BIT | COL |  |  | short tons | 0 | 0 | 0 | 0 | 0 | 0 | 0 | 0 | 0 | 0 | 0 | 0 | 0 | 0 | 0 | 0 | 0 | 0 | 0 | 0 | 0 | 0 | 0 | 0 | 0 | 0 | 0 | 0 | 0 | 0 | 0 | 0 | 0 | 0 | 0 | 0 | 0 | 0 | 0 | 0 | 0 | 0 | 0 | 0 | 0 | 0 | 0 | 0 | 0 | 0 | 0 | 0 | 0 | 0 | 0 | 0 | 0 | 0 | 0 | 0 | 0 | 0 | 0 | 0 | 0 | 0 | 0 | 0 | 0 | 0 | 0 | 0 | 0 | 0 | 0 | 0 | 0 | 2015 | 0
| 2008 | N | . | Silver Lake | Rochester Public Utilities | 16181 | MN | WNC | MRO |  | 22 | 1 | Electric Utility | ST | NG | NG |  |  | mcf | 54389 | 47754 | 52867 | 51152 | 51649 | 0 | 0 | 0 | 0 | 0 | 0 | 0 | 54389 | 47754 | 52867 | 51152 | 51649 | 0 | 0 | 0 | 0 | 0 | 0 | 0 | 1 | 1 | 1 | 1 | 1 | 0 | 0 | 0 | 0 | 0 | 0 | 0 | 54389 | 47754 | 52867 | 51152 | 51649 | 0 | 0 | 0 | 0 | 0 | 0 | 0 | 54389 | 47754 | 52867 | 51152 | 51649 | 0 | 0 | 0 | 0 | 0 | 0 | 0 | -396 | -376 | -430 | -348 | -335 | 0 | 0 | 0 | 0 | 0 | 0 | 0 | 257811 | 257811 | 257811 | 257811 | -1885 | 2015 | 0
FuelHeatByLine |  |  |  | 2015
| Plant.Code | Boiler.ID | bogen | Reported.Prime.Mover_bf.923 | Reported.Fuel.Type.Code | Fuel.Heat.January | Fuel.Heat.February | Fuel.Heat.March | Fuel.Heat.April | Fuel.Heat.May | Fuel.Heat.June | Fuel.Heat.July | Fuel.Heat.August | Fuel.Heat.September | Fuel.Heat.October | Fuel.Heat.November | Fuel.Heat.December | YEAR
| 2008 | 1 | 2008^1 | ST | BIT | 0 | 0 | 0 | 0 | 0 | 0 | 0 | 0 | 0 | 0 | 0 | 0 | 2015
| 2008 | 1 | 2008^1 | ST | NG | 0 | 0 | 0 | 0 | 0 | 0 | 0 | 0 | 0 | 0 | 0 | 0 | 2015
| 2008 | 2 | 2008^2 | ST | NG | 54389 | 47754 | 20331 | 39280 | 51649 | 0 | 0 | 0 | 0 | 0 | 0 | 0 | 2015
| 2008 | 2 | 2008^2 | ST | BIT | 0 | 0 | 0 | 0 | 0 | 0 | 0 | 0 | 0 | 0 | 0 | 0 | 2015
| 2008 | 3 | 2008^3 | ST | NG | 0 | 0 | 32536 | 11872 | 0 | 0 | 0 | 0 | 0 | 0 | 0 | 0 | 2015
| 2008 | 3 | 2008^3 | ST | BIT | 0 | 0 | 0 | 0 | 0 | 0 | 0 | 0 | 0 | 0 | 0 | 0 | 2015
| 2008 | 4 | 2008^4 | ST | NG | 0 | 0 | 0 | 0 | 0 | 0 | 0 | 0 | 0 | 0 | 0 | 0 | 2015
| 2008 | 4 | 2008^4 | ST | BIT | 0 | 0 | 0 | 0 | 0 | 0 | 0 | 0 | 0 | 0 | 0 | 0 | 2015
NetGenByLine |  |  |  | 2015
| Plant.Code | Generator.ID | bogen | Reported.Prime.Mover | Net.Generation.Year.To.Date | Net.Generation.January | Net.Generation.February | Net.Generation.March | Net.Generation.April | Net.Generation.May | Net.Generation.June | Net.Generation.July | Net.Generation.August | Net.Generation.September | Net.Generation.October | Net.Generation.November | Net.Generation.December | YEAR
| 2008 | 1 | 2008^1 | ST | -511 | -118 | -110 | -66 | -96 | -121 | 0 | 0 | 0 | 0 | 0 | 0 | 0 | 2015
| 2008 | 2 | 2008^2 | ST | -533 | -125 | -112 | -69 | -100 | -127 | 0 | 0 | 0 | 0 | 0 | 0 | 0 | 2015
| 2008 | 3 | 2008^3 | ST | -303 | -12 | -13 | -192 | -81 | -5 | 0 | 0 | 0 | 0 | 0 | 0 | 0 | 2015
| 2008 | 4 | 2008^4 | ST | -538 | -141 | -141 | -103 | -71 | -82 | 0 | 0 | 0 | 0 | 0 | 0 | 0 | 2015
FuelHeatByBoilerID |  |  |  | 2015
| Plant.Code | Boiler.ID | bogen | Reported.Prime.Mover_bf.923 | flagFuelHeat | Boiler.ID.Total.Fuel.Heat.January | Boiler.ID.Total.Fuel.Heat.February | Boiler.ID.Total.Fuel.Heat.March | Boiler.ID.Total.Fuel.Heat.April | Boiler.ID.Total.Fuel.Heat.May | Boiler.ID.Total.Fuel.Heat.June | Boiler.ID.Total.Fuel.Heat.July | Boiler.ID.Total.Fuel.Heat.August | Boiler.ID.Total.Fuel.Heat.September | Boiler.ID.Total.Fuel.Heat.October | Boiler.ID.Total.Fuel.Heat.November | Boiler.ID.Total.Fuel.Heat.December | YEAR
| 2008 | 1 | 2008^1 | ST | 0 | 0 | 0 | 0 | 0 | 0 | 0 | 0 | 0 | 0 | 0 | 0 | 0 | 2015
| 2008 | 2 | 2008^2 | ST | 0 | 54389 | 47754 | 20331 | 39280 | 51649 | 0 | 0 | 0 | 0 | 0 | 0 | 0 | 2015
| 2008 | 3 | 2008^3 | ST | 0 | 0 | 0 | 32536 | 11872 | 0 | 0 | 0 | 0 | 0 | 0 | 0 | 0 | 2015
| 2008 | 4 | 2008^4 | ST | 0 | 0 | 0 | 0 | 0 | 0 | 0 | 0 | 0 | 0 | 0 | 0 | 0 | 2015
NetGenByGeneratorID |  |  |  | 2015
| Plant.Code | Generator.ID | bogen | Reported.Prime.Mover_923 | Net.Generation.mwh | Generator.ID.Total.Net.Generation.January | Generator.ID.Total.Net.Generation.February | Generator.ID.Total.Net.Generation.March | Generator.ID.Total.Net.Generation.April | Generator.ID.Total.Net.Generation.May | Generator.ID.Total.Net.Generation.June | Generator.ID.Total.Net.Generation.July | Generator.ID.Total.Net.Generation.August | Generator.ID.Total.Net.Generation.September | Generator.ID.Total.Net.Generation.October | Generator.ID.Total.Net.Generation.November | Generator.ID.Total.Net.Generation.December | YEAR
| 2008 | 1 | 2008^1 | ST | -511 | -118 | -110 | -66 | -96 | -121 | 0 | 0 | 0 | 0 | 0 | 0 | 0 | 2015
| 2008 | 2 | 2008^2 | ST | -533 | -125 | -112 | -69 | -100 | -127 | 0 | 0 | 0 | 0 | 0 | 0 | 0 | 2015
| 2008 | 3 | 2008^3 | ST | -303 | -12 | -13 | -192 | -81 | -5 | 0 | 0 | 0 | 0 | 0 | 0 | 0 | 2015
| 2008 | 4 | 2008^4 | ST | -538 | -141 | -141 | -103 | -71 | -82 | 0 | 0 | 0 | 0 | 0 | 0 | 0 | 2015
FuelHeatByBogen |  |  |  | 2015
| Plant.Code | blankCol | bogen | Reported.Prime.Mover_bf.923 | flagFuelHeat | Bogen.Total.Fuel.Heat.January | Bogen.Total.Fuel.Heat.February | Bogen.Total.Fuel.Heat.March | Bogen.Total.Fuel.Heat.April | Bogen.Total.Fuel.Heat.May | Bogen.Total.Fuel.Heat.June | Bogen.Total.Fuel.Heat.July | Bogen.Total.Fuel.Heat.August | Bogen.Total.Fuel.Heat.September | Bogen.Total.Fuel.Heat.October | Bogen.Total.Fuel.Heat.November | Bogen.Total.Fuel.Heat.December | YEAR
| 2008 |  | 2008^1 | ST | 0 | 0 | 0 | 0 | 0 | 0 | 0 | 0 | 0 | 0 | 0 | 0 | 0 | 2015
| 2008 |  | 2008^2 | ST | 0 | 54389 | 47754 | 20331 | 39280 | 51649 | 0 | 0 | 0 | 0 | 0 | 0 | 0 | 2015
| 2008 |  | 2008^3 | ST | 0 | 0 | 0 | 32536 | 11872 | 0 | 0 | 0 | 0 | 0 | 0 | 0 | 0 | 2015
| 2008 |  | 2008^4 | ST | 0 | 0 | 0 | 0 | 0 | 0 | 0 | 0 | 0 | 0 | 0 | 0 | 0 | 2015
NetGenByBogen |  |  |  | 2015
| Plant.Code | blankCol | bogen | Reported.Prime.Mover_923 | Net.Generation.mwh | Bogen.Total.Net.Generation.January | Bogen.Total.Net.Generation.February | Bogen.Total.Net.Generation.March | Bogen.Total.Net.Generation.April | Bogen.Total.Net.Generation.May | Bogen.Total.Net.Generation.June | Bogen.Total.Net.Generation.July | Bogen.Total.Net.Generation.August | Bogen.Total.Net.Generation.September | Bogen.Total.Net.Generation.October | Bogen.Total.Net.Generation.November | Bogen.Total.Net.Generation.December | YEAR
| 2008 |  | 2008^1 | ST | -511 | -118 | -110 | -66 | -96 | -121 | 0 | 0 | 0 | 0 | 0 | 0 | 0 | 2015
| 2008 |  | 2008^2 | ST | -533 | -125 | -112 | -69 | -100 | -127 | 0 | 0 | 0 | 0 | 0 | 0 | 0 | 2015
| 2008 |  | 2008^3 | ST | -303 | -12 | -13 | -192 | -81 | -5 | 0 | 0 | 0 | 0 | 0 | 0 | 0 | 2015
| 2008 |  | 2008^4 | ST | -538 | -141 | -141 | -103 | -71 | -82 | 0 | 0 | 0 | 0 | 0 | 0 | 0 | 2015
ThermalEfficiencyByBogen |  |  |  | 2015
| Plant.Code | blankCol | bogen | Reported.Prime.Mover_923 | Net.Generation.mwh | ThermalEfficiency.January | ThermalEfficiency.February | ThermalEfficiency.March | ThermalEfficiency.April | ThermalEfficiency.May | ThermalEfficiency.June | ThermalEfficiency.July | ThermalEfficiency.August | ThermalEfficiency.September | ThermalEfficiency.October | ThermalEfficiency.November | ThermalEfficiency.December | YEAR
| 2008 |  | 2008^1 | ST | -511 | 0 | 0 | 0 | 0 | 0 | 0 | 0 | 0 | 0 | 0 | 0 | 0 | 2015
| 2008 |  | 2008^2 | ST | -533 | -0.007842 | -0.0080027 | -0.01158 | -0.0086867 | -0.0083901 | 0 | 0 | 0 | 0 | 0 | 0 | 0 | 2015
| 2008 |  | 2008^3 | ST | -303 | 0 | 0 | -0.020136 | -0.02328 | 0 | 0 | 0 | 0 | 0 | 0 | 0 | 0 | 2015
| 2008 |  | 2008^4 | ST | -538 | 0 | 0 | 0 | 0 | 0 | 0 | 0 | 0 | 0 | 0 | 0 | 0 | 2015

## 2144
2015 | Plant.Code | orig_bogencoo.key | auto_bogencoo.key | combogencoo_cool_type_key | EIA_BocooAssoc | EIA_CoolingEnviroEquip | orig_sheet3_key | auto_sheet3_flags | auto_sheet3_key | orig_sheet4_key | auto_sheet4_flags | auto_sheet4_key | EIA_associationTable | generator.data.860 | retiredGenerators.860 | Boiler_InfoDesign_Parameters.860 | boilerFuelData_923 | generation.data.923 | page1GenFuelData.923 | FuelHeatByLine | NetGenByLine | FuelHeatByBoilerID | NetGenByGeneratorID | FuelHeatByBogen | NetGenByBogen | ThermalEfficiencyByBogen
| 2144 | 1 | 2 | 1 | 0 | 0 | 2 | 2 | 2 | 2 | 2 | 2 | 5 | 9 | 0 | 3 | 5 | 2 | 7 | 5 | 2 | 2 | 2 | 2 | 2 | 2
orig_bogencoo.key |  |  |  | 2015
| combogen | combogencoo | Plant.Code
| combogen^2144^2 | combogencoo^2144^1 | 2144
auto_bogencoo.key |  |  |  | 2015
manualEdit | manualBogenEdit | Plant.Code | Bogen | combogen | combogencoo | Boiler.ID | Unit.Code | bga.source | Boiler.ID.Total.Fuel.Heat.January | PlantLine.Total.Fuel.Heat.January | flagNG_no_FH_January | flagFH_no_NG_January | flagFuelHeat_January | Boiler.ID.Total.Fuel.Heat.February | PlantLine.Total.Fuel.Heat.February | flagNG_no_FH_February | flagFH_no_NG_February | flagFuelHeat_February | Boiler.ID.Total.Fuel.Heat.March | PlantLine.Total.Fuel.Heat.March | flagNG_no_FH_March | flagFH_no_NG_March | flagFuelHeat_March | Boiler.ID.Total.Fuel.Heat.April | PlantLine.Total.Fuel.Heat.April | flagNG_no_FH_April | flagFH_no_NG_April | flagFuelHeat_April | Boiler.ID.Total.Fuel.Heat.May | PlantLine.Total.Fuel.Heat.May | flagNG_no_FH_May | flagFH_no_NG_May | flagFuelHeat_May | Boiler.ID.Total.Fuel.Heat.June | PlantLine.Total.Fuel.Heat.June | flagNG_no_FH_June | flagFH_no_NG_June | flagFuelHeat_June | Boiler.ID.Total.Fuel.Heat.July | PlantLine.Total.Fuel.Heat.July | flagNG_no_FH_July | flagFH_no_NG_July | flagFuelHeat_July | Boiler.ID.Total.Fuel.Heat.August | PlantLine.Total.Fuel.Heat.August | flagNG_no_FH_August | flagFH_no_NG_August | flagFuelHeat_August | Boiler.ID.Total.Fuel.Heat.September | PlantLine.Total.Fuel.Heat.September | flagNG_no_FH_September | flagFH_no_NG_September | flagFuelHeat_September | Boiler.ID.Total.Fuel.Heat.October | PlantLine.Total.Fuel.Heat.October | flagNG_no_FH_October | flagFH_no_NG_October | flagFuelHeat_October | Boiler.ID.Total.Fuel.Heat.November | PlantLine.Total.Fuel.Heat.November | flagNG_no_FH_November | flagFH_no_NG_November | flagFuelHeat_November | Boiler.ID.Total.Fuel.Heat.December | PlantLine.Total.Fuel.Heat.December | flagNG_no_FH_December | flagFH_no_NG_December | flagFuelHeat_December | missing.from.923 | flagBoiler.ID_assoc | orig_Boiler.ID_assoc | orig_Boiler.ID_bf.923 | flagBoiler.ID_bf.923 | missing.bf.923 | Reported.Prime.Mover_bf.923 | Reported.Prime.Mover_923 | Reported.Prime.Mover_860 | Reported.Fuel.Type.Code | Technology | Energy.Source.1 | unmapped_but_in_923 | unmapped | Orphan.Boiler | Boiler.Status | Boiler.Retirement.Year | Boiler.Retirement.Month | flag_BoilerRetired | flag_Boiler.Status | Boiler.ID.NotIn.Assoc | missingPlant.assoc | missingPlant.boilerDesignData.860 | missingPlant.generation.data.923 | missingPlant.boilerFuelData.923 | Reported.Prime.Mover_page1 | flag.ST.missing.bf.923 | flag.CACT.missingPair | flag_923bogenCTonly | flag.NGCC.badFuel | flag.ST.missing.bf.923.unmapped | flag_RPM | flag_floatingGen | flagFuelHeat | flag_STassoc_CT_CS_CA | flag_CSassociation | countFlags | YEAR | plant_bo | plant_bo_bf.923 | plant_bo_assoc | Utility.ID | Utility.Name | Plant.Name | Cooling.ID | Steam.Plant.Type | flagBoiler.ID_bocoo | orig_Boiler.ID_bocoo | manualBogenEditFileName | manualBogenEditDateTime
0 | 0 | 2144 | 2144^1 | combogen^2144^1 |  | 4 | none | eia860.org | 0 |  | 0 | 0 | 0 | 0 |  | 0 | 0 | 0 | 0 |  | 0 | 0 | 0 | 0 |  | 0 | 0 | 0 | 0 |  | 0 | 0 | 0 | 0 |  | 0 | 0 | 0 | 0 |  | 0 | 0 | 0 | 0 |  | 0 | 0 | 0 | 0 |  | 0 | 0 | 0 | 0 |  | 0 | 0 | 0 | 0 |  | 0 | 0 | 0 | 0 |  | 0 | 0 | 0 | TRUE | removeChar | 4 | 4 | removeChar | FALSE | ST |  | ST | BIT | Natural Gas Steam Turbine | NG | FALSE | FALSE | FALSE | OP |  |  |  | 0 | 0 | FALSE | FALSE | FALSE | FALSE |  | 0 | FALSE | FALSE | 0 | 0 |  | 0 | 0 | 0 | 0 | 4 | 2015 | 2144^4 | 2144^4 | 2144^4
0 | 0 | 2144 | 2144^2 | combogen^2144^2 |  | 5 | none | eia860.org | 0 |  | 0 | 0 | 0 | 45711.26 |  | 0 | 0 | 0 | 13493.039 |  | 0 | 0 | 0 | 0 |  | 0 | 0 | 0 | 0 |  | 0 | 0 | 0 | 0 |  | 0 | 0 | 0 | 0 |  | 0 | 0 | 0 | 0 |  | 0 | 0 | 0 | 0 |  | 0 | 0 | 0 | 0 |  | 0 | 0 | 0 | 0 |  | 0 | 0 | 0 | 0 |  | 0 | 0 | 0 | FALSE | removeChar | 5 | 5 | removeChar | FALSE | ST | ST | ST | BIT | Conventional Steam Coal | BIT | FALSE | FALSE | FALSE | OP |  |  |  | 0 | 0 | FALSE | FALSE | FALSE | FALSE |  | 0 | FALSE | FALSE | 0 | 0 |  | 0 | 0 | 0 | 0 | 2 | 2015 | 2144^5 | 2144^5 | 2144^5
combogencoo_cool_type_key |  |  |  | 2015
manualEdit | Plant.Code | bogencoo | LAKE..OF..OC..RC. | RIVER..OF. | POND..OC..RC. | TOWER..RF..RI..RN. | DC | OS
0 | 2144 | combogencoo^2144^1 |  |  |  | 1
EIA_BocooAssoc |  |  |  | 2015
| Utility.ID | Utility.Name | Plant.Code | Plant.Name | Boiler.ID | Cooling.ID | Steam.Plant.Type
EIA_CoolingEnviroEquip |  |  |  | 2015
| Utility.ID | Utility.Name | Plant.Code | Plant.Name | State | Cooling.ID | Cooling.Status | Inservice.Month | Inservice.Year | Cooling.Type.1 | Cooling.Type.2 | Cooling.Type.3 | Cooling.Type.4 | Percent.Dry.Cooling | Cooling.Water.Source | Cooling.Water.Discharge | Water.Source.Code | Water.Type.Code | Intake.Rate.at.100...Gallons.per.Minute. | Chlorine.Inservice.Month | Chlorine.Inservice.Year | Pond.Inservice.Month | Pond.Inservice.Year | Pond.Surface.Area..Acres. | Pond.Volume..Acre.Feet. | Tower.Inservice.Month | Tower.Inservice.Year | Tower.Type.1 | Tower.Type.2 | Tower.Type.3 | Tower.Type.4 | Tower.Water.Rate..Gallons.per.Minute. | Power.Requirement..MW. | Cost.Total..Thousand.Dollars. | Cost.Ponds..Thousand.Dollars. | Cost.Towers..Thousand.Dollars. | Cost.Chlorine.Equipment..Thousand.Dollars. | Intake.Distance.Shore..Feet. | Outlet.Distance.Shore..Feet. | Intake.Distance.Surface..Feet. | Outlet.Distance.Surface..Feet. | Steam.Plant.Type
orig_sheet3_key |  |  |  | 2015
| plant_bo | bogen | Plant.Code
| 2144^4 | 2144^1 | 2144
| 2144^5 | 2144^2 | 2144
auto_sheet3_flags |  |  |  | 2015
| Plant.Code | plant_bo | bogen | missing.from.923 | unmapped_but_in_923 | unmapped | Orphan.Boiler | Boiler.Status | Boiler.ID.NotIn.Assoc | missingPlant.assoc | missingPlant.boilerDesignData.860 | missingPlant.generation.data.923 | missingPlant.boilerFuelData.923 | flag.CACT.missingPair | missing.bf.923 | flag.ST.missing.bf.923 | flag.ST.missing.bf.923.unmapped | flag_RPM | flag_floatingGen | flag_BoilerRetired | flag_Boiler.Status | flag_923bogenCTonly | flagFuelHeat | flag_STassoc_CT_CS_CA | flag_CSassociation | flagFH_no_NG_January | flagNG_no_FH_January | flagFuelHeat_January | flagFH_no_NG_February | flagNG_no_FH_February | flagFuelHeat_February | flagFH_no_NG_March | flagNG_no_FH_March | flagFuelHeat_March | flagFH_no_NG_April | flagNG_no_FH_April | flagFuelHeat_April | flagFH_no_NG_May | flagNG_no_FH_May | flagFuelHeat_May | flagFH_no_NG_June | flagNG_no_FH_June | flagFuelHeat_June | flagFH_no_NG_July | flagNG_no_FH_July | flagFuelHeat_July | flagFH_no_NG_August | flagNG_no_FH_August | flagFuelHeat_August | flagFH_no_NG_September | flagNG_no_FH_September | flagFuelHeat_September | flagFH_no_NG_October | flagNG_no_FH_October | flagFuelHeat_October | flagFH_no_NG_November | flagNG_no_FH_November | flagFuelHeat_November | flagFH_no_NG_December | flagNG_no_FH_December | flagFuelHeat_December | flag_ManualPlant | flag_MisMatch
| 2144 | 2144^4 | 2144^1 | 1 | 0 | 0 | 0 | 0 | 0 | 0 | 0 | 0 | 0 | 0 | 0 | 0 | 0 | 0 | 0 | 0 | 0 | 0 | 0 | 0 | 0 | 0 | 0 | 0 | 0 | 0 | 0 | 0 | 0 | 0 | 0 | 0 | 0 | 0 | 0 | 0 | 0 | 0 | 0 | 0 | 0 | 0 | 0 | 0 | 0 | 0 | 0 | 0 | 0 | 0 | 0 | 0 | 0 | 0 | 0 | 0 | 0 | 0 | 1
| 2144 | 2144^5 | 2144^2 | 0 | 0 | 0 | 0 | 0 | 0 | 0 | 0 | 0 | 0 | 0 | 0 | 0 | 0 | 0 | 0 | 0 | 0 | 0 | 0 | 0 | 0 | 0 | 0 | 0 | 0 | 0 | 0 | 0 | 0 | 0 | 0 | 0 | 0 | 0 | 0 | 0 | 0 | 0 | 0 | 0 | 0 | 0 | 0 | 0 | 0 | 0 | 0 | 0 | 0 | 0 | 0 | 0 | 0 | 0 | 0 | 0 | 0 | 0 | 1
auto_sheet3_key |  |  |  | 2015
manualBogenEdit | Plant.Code | bogen | Boiler.ID | Unit.Code | bga.source | Boiler.ID.Total.Fuel.Heat.January | PlantLine.Total.Fuel.Heat.January | flagNG_no_FH_January | flagFH_no_NG_January | flagFuelHeat_January | Boiler.ID.Total.Fuel.Heat.February | PlantLine.Total.Fuel.Heat.February | flagNG_no_FH_February | flagFH_no_NG_February | flagFuelHeat_February | Boiler.ID.Total.Fuel.Heat.March | PlantLine.Total.Fuel.Heat.March | flagNG_no_FH_March | flagFH_no_NG_March | flagFuelHeat_March | Boiler.ID.Total.Fuel.Heat.April | PlantLine.Total.Fuel.Heat.April | flagNG_no_FH_April | flagFH_no_NG_April | flagFuelHeat_April | Boiler.ID.Total.Fuel.Heat.May | PlantLine.Total.Fuel.Heat.May | flagNG_no_FH_May | flagFH_no_NG_May | flagFuelHeat_May | Boiler.ID.Total.Fuel.Heat.June | PlantLine.Total.Fuel.Heat.June | flagNG_no_FH_June | flagFH_no_NG_June | flagFuelHeat_June | Boiler.ID.Total.Fuel.Heat.July | PlantLine.Total.Fuel.Heat.July | flagNG_no_FH_July | flagFH_no_NG_July | flagFuelHeat_July | Boiler.ID.Total.Fuel.Heat.August | PlantLine.Total.Fuel.Heat.August | flagNG_no_FH_August | flagFH_no_NG_August | flagFuelHeat_August | Boiler.ID.Total.Fuel.Heat.September | PlantLine.Total.Fuel.Heat.September | flagNG_no_FH_September | flagFH_no_NG_September | flagFuelHeat_September | Boiler.ID.Total.Fuel.Heat.October | PlantLine.Total.Fuel.Heat.October | flagNG_no_FH_October | flagFH_no_NG_October | flagFuelHeat_October | Boiler.ID.Total.Fuel.Heat.November | PlantLine.Total.Fuel.Heat.November | flagNG_no_FH_November | flagFH_no_NG_November | flagFuelHeat_November | Boiler.ID.Total.Fuel.Heat.December | PlantLine.Total.Fuel.Heat.December | flagNG_no_FH_December | flagFH_no_NG_December | flagFuelHeat_December | missing.from.923 | flagBoiler.ID_assoc | orig_Boiler.ID_assoc | orig_Boiler.ID_bf.923 | flagBoiler.ID_bf.923 | missing.bf.923 | Reported.Prime.Mover_bf.923 | Reported.Prime.Mover_923 | Reported.Prime.Mover_860 | Reported.Fuel.Type.Code | Technology | Energy.Source.1 | unmapped_but_in_923 | unmapped | Orphan.Boiler | Boiler.Status | Boiler.Retirement.Year | Boiler.Retirement.Month | flag_BoilerRetired | flag_Boiler.Status | Boiler.ID.NotIn.Assoc | missingPlant.assoc | missingPlant.boilerDesignData.860 | missingPlant.generation.data.923 | missingPlant.boilerFuelData.923 | Reported.Prime.Mover_page1 | flag.ST.missing.bf.923 | flag.CACT.missingPair | flag_923bogenCTonly | flag.NGCC.badFuel | flag.ST.missing.bf.923.unmapped | flag_RPM | flag_floatingGen | flagFuelHeat | flag_STassoc_CT_CS_CA | flag_CSassociation | countFlags | YEAR | plant_bo | plant_bo_bf.923 | plant_bo_assoc | manualBogenEditFileName | manualBogenEditDateTime
0 | 2144 | 2144^1 | 4 | none | eia860.org | 0 |  | 0 | 0 | 0 | 0 |  | 0 | 0 | 0 | 0 |  | 0 | 0 | 0 | 0 |  | 0 | 0 | 0 | 0 |  | 0 | 0 | 0 | 0 |  | 0 | 0 | 0 | 0 |  | 0 | 0 | 0 | 0 |  | 0 | 0 | 0 | 0 |  | 0 | 0 | 0 | 0 |  | 0 | 0 | 0 | 0 |  | 0 | 0 | 0 | 0 |  | 0 | 0 | 0 | TRUE | removeChar | 4 | 4 | removeChar | FALSE | ST |  | ST | BIT | Natural Gas Steam Turbine | NG | FALSE | FALSE | FALSE | OP |  |  |  | 0 | 0 | FALSE | FALSE | FALSE | FALSE |  | 0 | FALSE | FALSE | 0 | 0 |  | 0 | 0 | 0 | 0 | 4 | 2015 | 2144^4 | 2144^4 | 2144^4
0 | 2144 | 2144^2 | 5 | none | eia860.org | 0 |  | 0 | 0 | 0 | 45711.26 |  | 0 | 0 | 0 | 13493.039 |  | 0 | 0 | 0 | 0 |  | 0 | 0 | 0 | 0 |  | 0 | 0 | 0 | 0 |  | 0 | 0 | 0 | 0 |  | 0 | 0 | 0 | 0 |  | 0 | 0 | 0 | 0 |  | 0 | 0 | 0 | 0 |  | 0 | 0 | 0 | 0 |  | 0 | 0 | 0 | 0 |  | 0 | 0 | 0 | FALSE | removeChar | 5 | 5 | removeChar | FALSE | ST | ST | ST | BIT | Conventional Steam Coal | BIT | FALSE | FALSE | FALSE | OP |  |  |  | 0 | 0 | FALSE | FALSE | FALSE | FALSE |  | 0 | FALSE | FALSE | 0 | 0 |  | 0 | 0 | 0 | 0 | 2 | 2015 | 2144^5 | 2144^5 | 2144^5
orig_sheet4_key |  |  |  | 2015
| plant_gen | bogen | Plant.Code
| 2144^4 | 2144^1 | 2144
| 2144^5 | 2144^2 | 2144
auto_sheet4_flags |  |  |  | 2015
| Plant.Code | plant_gen | bogen | missing.from.923 | Generator.Status | Orphan.Generator | unmapped_but_in_923 | unmapped | missingPlant.assoc | missingPlant.generator.data.860 | missingPlant.generation.data.923 | flag.CACT.missingPair | missing.bf.923 | missing.generation.data | flag.ST.missing.bf.923 | flag.ST.missing.bf.923.unmapped | flag_RPM | flag_floatingGen | flag_GeneratorRetired | flag_Generator.Status | flag_923bogenCTonly | flagFuelHeat | flag_STassoc_CT_CS_CA | flag_CSassociation | flagNetGenWithoutFuelHeat | flagFuelHeatWithoutNetGen | flagFH_no_NG_January | flagNG_no_FH_January | flagFuelHeat_January | flagFH_no_NG_February | flagNG_no_FH_February | flagFuelHeat_February | flagFH_no_NG_March | flagNG_no_FH_March | flagFuelHeat_March | flagFH_no_NG_April | flagNG_no_FH_April | flagFuelHeat_April | flagFH_no_NG_May | flagNG_no_FH_May | flagFuelHeat_May | flagFH_no_NG_June | flagNG_no_FH_June | flagFuelHeat_June | flagFH_no_NG_July | flagNG_no_FH_July | flagFuelHeat_July | flagFH_no_NG_August | flagNG_no_FH_August | flagFuelHeat_August | flagFH_no_NG_September | flagNG_no_FH_September | flagFuelHeat_September | flagFH_no_NG_October | flagNG_no_FH_October | flagFuelHeat_October | flagFH_no_NG_November | flagNG_no_FH_November | flagFuelHeat_November | flagFH_no_NG_December | flagNG_no_FH_December | flagFuelHeat_December | flag_ManualPlant | flag_MisMatch
| 2144 | 2144^4 | 2144^1 | 0 | 0 | 0 | 0 | 0 | 0 | 0 | 0 | 0 | 1 | 0 | 1 | 1 | 0 | 0 | 0 | 0 | 0 | 0 | 0 | 0 | 0 | 0 | 0 | 0 | 0 | 0 | 0 | 0 | 0 | 0 | 0 | 0 | 0 | 0 | 0 | 0 | 0 | 0 | 0 | 0 | 0 | 0 | 0 | 0 | 0 | 0 | 0 | 0 | 0 | 0 | 0 | 0 | 0 | 0 | 0 | 0 | 0 | 0 | 0 | 1
| 2144 | 2144^5 | 2144^2 | 0 | 0 | 0 | 0 | 0 | 0 | 0 | 0 | 0 | 0 | 0 | 0 | 0 | 0 | 0 | 0 | 0 | 0 | 0 | 0 | 0 | 0 | 0 | 0 | 0 | 0 | 0 | 0 | 0 | 0 | 0 | 0 | 0 | 0 | 0 | 0 | 0 | 0 | 0 | 0 | 0 | 0 | 0 | 0 | 0 | 0 | 0 | 0 | 0 | 0 | 0 | 0 | 0 | 0 | 0 | 0 | 0 | 0 | 0 | 0 | 1
auto_sheet4_key |  |  |  | 2015
manualBogenEdit | Plant.Code | Generator.ID | bogen | Unit.Code | bga.source | Net.Generation.mwh | Generator.ID.Total.Net.Generation.January | PlantLine.Total.Fuel.Heat.January | PlantLine.Total.Net.Generation.January | flagNG_no_FH_January | flagFH_no_NG_January | flagFuelHeat_January | Generator.ID.Total.Net.Generation.February | PlantLine.Total.Fuel.Heat.February | PlantLine.Total.Net.Generation.February | flagNG_no_FH_February | flagFH_no_NG_February | flagFuelHeat_February | Generator.ID.Total.Net.Generation.March | PlantLine.Total.Fuel.Heat.March | PlantLine.Total.Net.Generation.March | flagNG_no_FH_March | flagFH_no_NG_March | flagFuelHeat_March | Generator.ID.Total.Net.Generation.April | PlantLine.Total.Fuel.Heat.April | PlantLine.Total.Net.Generation.April | flagNG_no_FH_April | flagFH_no_NG_April | flagFuelHeat_April | Generator.ID.Total.Net.Generation.May | PlantLine.Total.Fuel.Heat.May | PlantLine.Total.Net.Generation.May | flagNG_no_FH_May | flagFH_no_NG_May | flagFuelHeat_May | Generator.ID.Total.Net.Generation.June | PlantLine.Total.Fuel.Heat.June | PlantLine.Total.Net.Generation.June | flagNG_no_FH_June | flagFH_no_NG_June | flagFuelHeat_June | Generator.ID.Total.Net.Generation.July | PlantLine.Total.Fuel.Heat.July | PlantLine.Total.Net.Generation.July | flagNG_no_FH_July | flagFH_no_NG_July | flagFuelHeat_July | Generator.ID.Total.Net.Generation.August | PlantLine.Total.Fuel.Heat.August | PlantLine.Total.Net.Generation.August | flagNG_no_FH_August | flagFH_no_NG_August | flagFuelHeat_August | Generator.ID.Total.Net.Generation.September | PlantLine.Total.Fuel.Heat.September | PlantLine.Total.Net.Generation.September | flagNG_no_FH_September | flagFH_no_NG_September | flagFuelHeat_September | Generator.ID.Total.Net.Generation.October | PlantLine.Total.Fuel.Heat.October | PlantLine.Total.Net.Generation.October | flagNG_no_FH_October | flagFH_no_NG_October | flagFuelHeat_October | Generator.ID.Total.Net.Generation.November | PlantLine.Total.Fuel.Heat.November | PlantLine.Total.Net.Generation.November | flagNG_no_FH_November | flagFH_no_NG_November | flagFuelHeat_November | Generator.ID.Total.Net.Generation.December | PlantLine.Total.Fuel.Heat.December | PlantLine.Total.Net.Generation.December | flagNG_no_FH_December | flagFH_no_NG_December | flagFuelHeat_December | missing.from.923 | orig_Generator.ID_923 | flagGenerator.ID_923 | orig_Generator.ID_860 | flagGenerator.ID_860 | flagGenerator.ID_assoc | orig_Generator.ID_assoc | missing.bf.923 | Reported.Prime.Mover_bf.923 | Reported.Prime.Mover_923 | Reported.Prime.Mover_860 | Reported.Fuel.Type.Code | Technology | Energy.Source.1 | Generator.Status | Orphan.Generator | unmapped_but_in_923 | unmapped | flag_Generator.Status | Generator.Retirement.Year | Generator.Retirement.Month | flag_GeneratorRetired | missingPlant.assoc | missingPlant.generator.data.860 | missingPlant.generation.data.923 | Reported.Prime.Mover_page1 | flag.ST.missing.bf.923 | flag.CACT.missingPair | flag_923bogenCTonly | flag.NGCC.badFuel | flag.ST.missing.bf.923.unmapped | flag_RPM | flag_floatingGen | flagNetGenWithoutFuelHeat | flagFuelHeatWithoutNetGen | flagFuelHeat | flag_STassoc_CT_CS_CA | flag_CSassociation | countFlags | YEAR | plant_gen | plant_gen.923 | plant_gen.860 | plant_gen_assoc | missing.generation.data | manualBogenEditFileName | manualBogenEditDateTime
0 | 2144 | 4 | 2144^1 | none | eia860.org | 0 | 0 |  |  | 0 | 0 | 0 | 0 |  |  | 0 | 0 | 0 | 0 |  |  | 0 | 0 | 0 | 0 |  |  | 0 | 0 | 0 | 0 |  |  | 0 | 0 | 0 | 0 |  |  | 0 | 0 | 0 | 0 |  |  | 0 | 0 | 0 | 0 |  |  | 0 | 0 | 0 | 0 |  |  | 0 | 0 | 0 | 0 |  |  | 0 | 0 | 0 | 0 |  |  | 0 | 0 | 0 | 0 |  |  | 0 | 0 | 0 | FALSE | 4 | removeChar | 4 | removeChar | removeChar | 4 | TRUE |  | ST | ST |  | Conventional Steam Coal | BIT | OP | FALSE | FALSE | FALSE | 0 |  |  |  | FALSE | FALSE | FALSE |  | 1 | FALSE | FALSE | 0 | 1 |  | 0 | 0 | 0 | 0 | 0 | 0 | 6 | 2015 | 2144^4 | 2144^4 | 2144^4 | 2144^4 | FALSE
0 | 2144 | 5 | 2144^2 | none | eia860.org | 4365 | 0 |  |  | 0 | 0 | 0 | 3391 |  |  | 0 | 0 | 0 | 974 |  |  | 0 | 0 | 0 | 0 |  |  | 0 | 0 | 0 | 0 |  |  | 0 | 0 | 0 | 0 |  |  | 0 | 0 | 0 | 0 |  |  | 0 | 0 | 0 | 0 |  |  | 0 | 0 | 0 | 0 |  |  | 0 | 0 | 0 | 0 |  |  | 0 | 0 | 0 | 0 |  |  | 0 | 0 | 0 | 0 |  |  | 0 | 0 | 0 | FALSE | 5 | removeChar | 5 | removeChar | removeChar | 5 | FALSE | ST | ST | ST | BIT | Conventional Steam Coal | BIT | OP | FALSE | FALSE | FALSE | 0 |  |  |  | FALSE | FALSE | FALSE |  | 0 | FALSE | FALSE | 0 | 0 |  | 0 | 0 | 0 | 0 | 0 | 0 | 2 | 2015 | 2144^5 | 2144^5 | 2144^5 | 2144^5 | FALSE
EIA_associationTable |  |  |  | 2015
| Utility.ID | Utility.Name | Plant.Code | Plant.Name | Boiler.ID | Generator.ID | Steam.Plant.Type
| 11732 | City of Marshall - (MO) | 2144 | Marshall (MO) | 4 | 3 | 2
| 11732 | City of Marshall - (MO) | 2144 | Marshall (MO) | 3 | 3 | 2
| 11732 | City of Marshall - (MO) | 2144 | Marshall (MO) | 4 | 4 | 2
| 11732 | City of Marshall - (MO) | 2144 | Marshall (MO) | 3 | 4 | 2
| 11732 | City of Marshall - (MO) | 2144 | Marshall (MO) | 5 | 5 | 2
generator.data.860 |  |  |  | 2015
| Utility.ID | Utility.Name | Plant.Code | Plant.Name | State | County | Generator.ID | Technology | Prime.Mover | Unit.Code | Ownership | Duct.Burners | Can.Bypass.Heat.Recovery.Steam.Generator. | RTO.ISO.LMP.Node.Designation | RTO.ISO.Location.Designation.for.Reporting.Wholesale.Sales.Data.to.FERC | Nameplate.Capacity..MW. | Nameplate.Power.Factor | Summer.Capacity..MW. | Winter.Capacity..MW. | Minimum.Load..MW. | Uprate.or.Derate.Completed.During.Year | Month.Uprate.or.Derate.Completed | Year.Uprate.or.Derate.Completed | Status | Synchronized.to.Transmission.Grid | Operating.Month | Operating.Year | Planned.Retirement.Month | Planned.Retirement.Year | Associated.with.Combined.Heat.and.Power.System | Sector.Name | Sector | Topping.or.Bottoming | Energy.Source.1 | Energy.Source.2 | Energy.Source.3 | Energy.Source.4 | Energy.Source.5 | Energy.Source.6 | Startup.Source.1 | Startup.Source.2 | Startup.Source.3 | Startup.Source.4 | Solid.Fuel.Gasification.System. | Carbon.Capture.Technology. | Turbines..Inverters..or.Hydrokinetic.Buoys | Time.from.Cold.Shutdown.to.Full.Load | Fluidized.Bed.Technology. | Pulverized.Coal.Technology. | Stoker.Technology. | Other.Combustion.Technology. | Subcritical.Technology. | Supercritical.Technology. | Ultrasupercritical.Technology. | Planned.Net.Summer.Capacity.Uprate..MW. | Planned.Net.Winter.Capacity.Uprate..MW. | Planned.Uprate.Month | Planned.Uprate.Year | Planned.Net.Summer.Capacity.Derate..MW. | Planned.Net.Winter.Capacity.Derate..MW. | Planned.Derate.Month | Planned.Derate.Year | Planned.New.Prime.Mover | Planned.Energy.Source.1 | Planned.New.Nameplate.Capacity..MW. | Planned.Repower.Month | Planned.Repower.Year | Other.Planned.Modifications. | Other.Modifications.Month | Other.Modifications.Year | Cofire.Fuels. | Switch.Between.Oil.and.Natural.Gas.
| 11732 | City of Marshall - (MO) | 2144 | Marshall (MO) | MO | Saline | 10 | Natural Gas Internal Combustion Engine | IC |  | S | X | X |  |  | 6.3 | 0.8 | 6.3 | 6.3 | 3 | N |  |  | OP | X | 6 | 1990 |  |  | N | Electric Utility | 1 | X | NG | DFO | [8 empty] | N | N |  | 1H | [23 empty] | N | Y
| 11732 | City of Marshall - (MO) | 2144 | Marshall (MO) | MO | Saline | 11 | Natural Gas Internal Combustion Engine | IC |  | S | X | X |  |  | 6.3 | 0.8 | 6.3 | 6.3 | 3 | N |  |  | OP | X | 1 | 1994 |  |  | N | Electric Utility | 1 | X | NG | DFO | [8 empty] | N | N |  | 1H | [23 empty] | N | Y
| 11732 | City of Marshall - (MO) | 2144 | Marshall (MO) | MO | Saline | 3 | Natural Gas Steam Turbine | ST |  | S | X | X |  |  | 4 | 0.8 | 3.9 | 3.9 | 1.5 | N |  |  | OS | X | 6 | 1948 |  |  | N | Electric Utility | 1 | X | NG | [5 empty] | NG |  |  |  | N | N |  | OVER | [23 empty] | N | N
| 11732 | City of Marshall - (MO) | 2144 | Marshall (MO) | MO | Saline | 4 | Conventional Steam Coal | ST |  | S | X | X |  |  | 6 | 0.8 | 5.8 | 5.9 | 1.5 | N |  |  | OP | X | 7 | 1956 |  |  | N | Electric Utility | 1 | X | BIT | NG | WDS |  |  |  | NG |  |  |  | N | N |  | OVER |  |  | Y |  | Y | [18 empty] | Y | N
| 11732 | City of Marshall - (MO) | 2144 | Marshall (MO) | MO | Saline | 5 | Conventional Steam Coal | ST |  | S | X | X | MO.KC.MARS5.MP | MO.KC.MARS5.MP | 16.5 | 0.85 | 16 | 16.2 | 6 | N |  |  | OP | X | 7 | 1967 |  |  | N | Electric Utility | 1 | X | BIT | NG |  |  |  |  | NG |  |  |  | N | N |  | OVER |  | Y |  |  | Y | [18 empty] | N | N
| 11732 | City of Marshall - (MO) | 2144 | Marshall (MO) | MO | Saline | 7 | Petroleum Liquids | IC |  | S | X | X |  |  | 1 | 1 | 0.9 | 0.9 | 0.1 | N |  |  | OP | X | 6 | 1988 |  |  | N | Electric Utility | 1 | X | DFO | [9 empty] | N | N |  | 1H | [23 empty] | N | N
| 11732 | City of Marshall - (MO) | 2144 | Marshall (MO) | MO | Saline | 8 | Petroleum Liquids | IC |  | S | X | X |  |  | 1 | 1 | 0.9 | 0.9 | 0.1 | N |  |  | OP | X | 6 | 1988 |  |  | N | Electric Utility | 1 | X | DFO | [9 empty] | N | N |  | 1H | [23 empty] | N | N
| 11732 | City of Marshall - (MO) | 2144 | Marshall (MO) | MO | Saline | 9 | Petroleum Liquids | IC |  | S | X | X |  |  | 1 | 1 | 0.9 | 0.9 | 0.1 | N |  |  | OP | X | 6 | 1988 |  |  | N | Electric Utility | 1 | X | DFO | [9 empty] | N | N |  | 1H | [23 empty] | N | N
| 11732 | City of Marshall - (MO) | 2144 | Marshall (MO) | MO | Saline | GT1 | Natural Gas Fired Combustion Turbine | GT |  | S | X | X | MO.KC.MARS6.MP | MO.KC.MARS6.MP | 15.2 | 0.85 | 14 | 17 | 3 | N |  |  | OP | X | 5 | 1972 |  |  | N | Electric Utility | 1 | X | NG | DFO | [8 empty] | N | N |  | 12H | [23 empty] | N | Y
retiredGenerators.860 |  |  |  | 2015
| Utility.ID | Utility.Name | Plant.Code | Plant.Name | State | County | Generator.ID | Technology | Prime.Mover | Unit.Code | Ownership | Duct.Burners | Can.Bypass.Heat.Recovery.Steam.Generator. | RTO.ISO.LMP.Node.Designation | RTO.ISO.Location.Designation.for.Reporting.Wholesale.Sales.Data.to.FERC | Nameplate.Capacity..MW. | Nameplate.Power.Factor | Summer.Capacity..MW. | Winter.Capacity..MW. | Minimum.Load..MW. | Uprate.or.Derate.Completed.During.Year | Month.Uprate.or.Derate.Completed | Year.Uprate.or.Derate.Completed | Status | Synchronized.to.Transmission.Grid | Operating.Month | Operating.Year | Retirement.Month | Retirement.Year | Associated.with.Combined.Heat.and.Power.System | Sector.Name | Sector | Topping.or.Bottoming | Energy.Source.1 | Energy.Source.2 | Energy.Source.3 | Energy.Source.4 | Energy.Source.5 | Energy.Source.6 | Startup.Source.1 | Startup.Source.2 | Startup.Source.3 | Startup.Source.4 | Solid.Fuel.Gasification.System. | Carbon.Capture.Technology. | Turbines..Inverters..or.Hydrokinetic.Buoys | Time.from.Cold.Shutdown.to.Full.Load | Fluidized.Bed.Technology. | Pulverized.Coal.Technology. | Stoker.Technology. | Other.Combustion.Technology. | Subcritical.Technology. | Supercritical.Technology. | Ultrasupercritical.Technology. | Cofire.Fuels. | Switch.Between.Oil.and.Natural.Gas.
Boiler_InfoDesign_Parameters.860 |  |  |  | 2015
| Utility.ID | Utility.Name | Plant.Code | Plant.Name | State | Boiler.ID | Boiler.Status | Type.of.Boiler | Inservice.Month | Inservice.Year | Retirement.Month | Retirement.Year | Firing.Type.1 | Firing.Type.2 | Firing.Type.3 | Max.Steam.Flow..Thousand.Pounds.per.Hour. | Firing.Rate.Using.Coal..0.1.Tons.per.Hour. | Firing.Rate.Using.Petroleum..0.1.Barrels.per.Hour. | Firing.Rate.Using.Gas..0.1.MCF.per.Hour. | Firing.Rate.Using.Other.Fuels | Waste.Heat.Input..Million.BTU.per.Hour. | Primary.Fuel.1 | Primary.Fuel.2 | Primary.Fuel.3 | Primary.Fuel.4 | Turndown.Ratio | Efficiency.100..Load | Efficiency.50..Load | Air.Flow.100..Load..Cubic.Feet.per.Minute. | Wet.Dry.Bottom | Fly.Ash.Reinjection | Steam.Plant.Type | missingData
| 11732 | City of Marshall - (MO) | 2144 | Marshall (MO) | MO | 3 | OS |  | 6 | 1948 | [21 empty] | 2 | 2
| 11732 | City of Marshall - (MO) | 2144 | Marshall (MO) | MO | 4 | OP |  | 7 | 1956 | [21 empty] | 2 | 2
| 11732 | City of Marshall - (MO) | 2144 | Marshall (MO) | MO | 5 | OP |  | 7 | 1967 | [21 empty] | 2 | 2
boilerFuelData_923 |  |  |  | 2015
| Plant.Code | Combined.Heat.And..Power.Plant | Plant.Name | Operator.Name | Operator.Id | Plant.State | Census.Region | NERC.Region | NAICS.Code | Sector.Number | Sector.Name | Boiler.ID | Reported.Prime.Mover | Reported.Fuel.Type.Code | Physical.Unit.Label | Quantity.Of.Fuel.Consumed.January | Quantity.Of.Fuel.Consumed.February | Quantity.Of.Fuel.Consumed.March | Quantity.Of.Fuel.Consumed.April | Quantity.Of.Fuel.Consumed.May | Quantity.Of.Fuel.Consumed.June | Quantity.Of.Fuel.Consumed.July | Quantity.Of.Fuel.Consumed.August | Quantity.Of.Fuel.Consumed.September | Quantity.Of.Fuel.Consumed.October | Quantity.Of.Fuel.Consumed.November | Quantity.Of.Fuel.Consumed.December | MMbtu.Per.Unit.January | MMbtu.Per.Unit.February | MMbtu.Per.Unit.March | MMbtu.Per.Unit.April | MMbtu.Per.Unit.May | MMbtu.Per.Unit.June | MMbtu.Per.Unit.July | MMbtu.Per.Unit.August | MMbtu.Per.Unit.September | MMbtu.Per.Unit.October | MMbtu.Per.Unit.November | MMbtu.Per.Unit.December | Sulfur.Content.January | Sulfur.Content.February | Sulfur.Content.March | Sulfur.Content.April | Sulfur.Content.May | Sulfur.Content.June | Sulfur.Content.July | Sulfur.Content.August | Sulfur.Content.September | Sulfur.Content.October | Sulfur.Content.November | Sulfur.Content.December | Ash.Content.January | Ash.Content.February | Ash.Content.March | Ash.Content.April | Ash.Content.May | Ash.Content.June | Ash.Content.July | Ash.Content.August | Ash.Content.September | Ash.Content.October | Ash.Content.November | Ash.Content.December | Total.Fuel.Consumption.Quantity | YEAR | missingData
| 2144 | N | Marshall (MO) | City of Marshall - (MO) | 11732 | MO | WNC | SERC | 22 | 1 | Electric Utility | 4 | ST | BIT | short tons | 0 | 0 | 0 | 0 | 0 | 0 | 0 | 0 | 0 | 0 | 0 | 0 | 0 | 0 | 0 | 0 | 0 | 0 | 0 | 0 | 0 | 0 | 0 | 0 | 0 | 0 | 0 | 0 | 0 | 0 | 0 | 0 | 0 | 0 | 0 | 0 | 0 | 0 | 0 | 0 | 0 | 0 | 0 | 0 | 0 | 0 | 0 | 0 | 0 | 2015 | 0
| 2144 | N | Marshall (MO) | City of Marshall - (MO) | 11732 | MO | WNC | SERC | 22 | 1 | Electric Utility | 4 | ST | NG | Mcf | 0 | 0 | 0 | 0 | 0 | 0 | 0 | 0 | 0 | 0 | 0 | 0 | 0 | 0 | 0 | 0 | 0 | 0 | 0 | 0 | 0 | 0 | 0 | 0 | 0 | 0 | 0 | 0 | 0 | 0 | 0 | 0 | 0 | 0 | 0 | 0 | 0 | 0 | 0 | 0 | 0 | 0 | 0 | 0 | 0 | 0 | 0 | 0 | 0 | 2015 | 0
| 2144 | N | Marshall (MO) | City of Marshall - (MO) | 11732 | MO | WNC | SERC | 22 | 1 | Electric Utility | 4 | ST | WDS | short tons | 0 | 0 | 0 | 0 | 0 | 0 | 0 | 0 | 0 | 0 | 0 | 0 | 0 | 0 | 0 | 0 | 0 | 0 | 0 | 0 | 0 | 0 | 0 | 0 | 0 | 0 | 0 | 0 | 0 | 0 | 0 | 0 | 0 | 0 | 0 | 0 | 0 | 0 | 0 | 0 | 0 | 0 | 0 | 0 | 0 | 0 | 0 | 0 | 0 | 2015 | 0
| 2144 | N | Marshall (MO) | City of Marshall - (MO) | 11732 | MO | WNC | SERC | 22 | 1 | Electric Utility | 5 | ST | BIT | short tons | 0 | 1981 | 585 | 0 | 0 | 0 | 0 | 0 | 0 | 0 | 0 | 0 | 0 | 22.16 | 22.16 | 0 | 0 | 0 | 0 | 0 | 0 | 0 | 0 | 0 | 0 | 3.03 | 3.03 | 0 | 0 | 0 | 0 | 0 | 0 | 0 | 0 | 0 | 0 | 8.7 | 8.7 | 0 | 0 | 0 | 0 | 0 | 0 | 0 | 0 | 0 | 2566 | 2015 | 0
| 2144 | N | Marshall (MO) | City of Marshall - (MO) | 11732 | MO | WNC | SERC | 22 | 1 | Electric Utility | 5 | ST | NG | Mcf | 0 | 1726 | 499 | 0 | 0 | 0 | 0 | 0 | 0 | 0 | 0 | 0 | 0 | 1.05 | 1.061 | 0 | 0 | 0 | 0 | 0 | 0 | 0 | 0 | 0 | 0 | 0 | 0 | 0 | 0 | 0 | 0 | 0 | 0 | 0 | 0 | 0 | 0 | 0 | 0 | 0 | 0 | 0 | 0 | 0 | 0 | 0 | 0 | 0 | 2225 | 2015 | 0
generation.data.923 |  |  |  | 2015
| Plant.Code | Combined.Heat.And.Power.Plant | Plant.Name | Operator.Name | Operator.Id | Plant.State | Census.Region | NERC.Region | NAICS.Code | Sector.Number | Sector.Name | Generator.ID | Reported.Prime.Mover | Net.Generation.January | Net.Generation.February | Net.Generation.March | Net.Generation.April | Net.Generation.May | Net.Generation.June | Net.Generation.July | Net.Generation.August | Net.Generation.September | Net.Generation.October | Net.Generation.November | Net.Generation.December | Net.Generation.Year.To.Date | YEAR | missingData
| 2144 | N | Marshall (MO) | City of Marshall - (MO) | 11732 | MO | WNC | SERC | 22 | 1 | Electric Utility | 4 | ST | 0 | 0 | 0 | 0 | 0 | 0 | 0 | 0 | 0 | 0 | 0 | 0 | 0 | 2015 | 0
| 2144 | N | Marshall (MO) | City of Marshall - (MO) | 11732 | MO | WNC | SERC | 22 | 1 | Electric Utility | 5 | ST | 0 | 3391 | 974 | 0 | 0 | 0 | 0 | 0 | 0 | 0 | 0 | 0 | 4365 | 2015 | 0
page1GenFuelData.923 |  |  |  | 2015
| Plant.Code | Combined.Heat.And.Power.Plant | Nuclear.Unit.Id | Plant.Name | Operator.Name | Operator.Id | Plant.State | Census.Region | NERC.Region | Reserved | NAICS.Code | EIA.Sector.Number | Sector.Name | Reported.Prime.Mover | Reported.Fuel.Type.Code | AER.Fuel.Type.Code | Reserved.1 | Reserved.2 | Physical.Unit.Label | Quantity.January | Quantity.February | Quantity.March | Quantity.April | Quantity.May | Quantity.June | Quantity.July | Quantity.August | Quantity.September | Quantity.October | Quantity.November | Quantity.December | Elec_Quantity.January | Elec_Quantity.February | Elec_Quantity.March | Elec_Quantity.April | Elec_Quantity.May | Elec_Quantity.June | Elec_Quantity.July | Elec_Quantity.August | Elec_Quantity.September | Elec_Quantity.October | Elec_Quantity.November | Elec_Quantity.December | MMBtuPer_Unit.January | MMBtuPer_Unit.February | MMBtuPer_Unit.March | MMBtuPer_Unit.April | MMBtuPer_Unit.May | MMBtuPer_Unit.June | MMBtuPer_Unit.July | MMBtuPer_Unit.August | MMBtuPer_Unit.September | MMBtuPer_Unit.October | MMBtuPer_Unit.November | MMBtuPer_Unit.December | Tot_MMBtu.January | Tot_MMBtu.February | Tot_MMBtu.March | Tot_MMBtu.April | Tot_MMBtu.May | Tot_MMBtu.June | Tot_MMBtu.July | Tot_MMBtu.August | Tot_MMBtu.September | Tot_MMBtu.October | Tot_MMBtu.November | Tot_MMBtu.December | Elec_MMBtu.January | Elec_MMBtu.February | Elec_MMBtu.March | Elec_MMBtu.April | Elec_MMBtu.May | Elec_MMBtu.June | Elec_MMBtu.July | Elec_MMBtu.August | Elec_MMBtu.September | Elec_MMBtu.October | Elec_MMBtu.November | Elec_MMBtu.December | Netgen.January | Netgen.February | Netgen.March | Netgen.April | Netgen.May | Netgen.June | Netgen.July | Netgen.August | Netgen.September | Netgen.October | Netgen.November | Netgen.December | Total.Fuel.Consumption.Quantity | Electric.Fuel.Consumption.Quantity | Total.Fuel.Consumption.MMBtu | Elec.Fuel.Consumption.MMBtu | Net.Generation..Megawatthours. | YEAR | missingData
| 2144 | N | . | Marshall (MO) | City of Marshall - (MO) | 11732 | MO | WNC | SERC |  | 22 | 1 | Electric Utility | GT | DFO | DFO |  |  | barrels | 0 | 0 | 0 | 0 | 0 | 0 | 0 | 0 | 0 | 0 | 0 | 0 | 0 | 0 | 0 | 0 | 0 | 0 | 0 | 0 | 0 | 0 | 0 | 0 | 0 | 0 | 0 | 0 | 0 | 0 | 0 | 0 | 0 | 0 | 0 | 0 | 0 | 0 | 0 | 0 | 0 | 0 | 0 | 0 | 0 | 0 | 0 | 0 | 0 | 0 | 0 | 0 | 0 | 0 | 0 | 0 | 0 | 0 | 0 | 0 | 0 | 0 | 0 | 0 | 0 | 0 | 0 | 0 | 0 | 0 | 0 | 0 | 0 | 0 | 0 | 0 | 0 | 2015 | 0
| 2144 | N | . | Marshall (MO) | City of Marshall - (MO) | 11732 | MO | WNC | SERC |  | 22 | 1 | Electric Utility | GT | NG | NG |  |  | mcf | 0 | 0 | 0 | 0 | 0 | 530 | 583 | 0 | 0 | 0 | 386 | 0 | 0 | 0 | 0 | 0 | 0 | 530 | 583 | 0 | 0 | 0 | 386 | 0 | 0 | 0 | 0 | 0 | 0 | 1.037 | 1.036 | 0 | 0 | 0 | 1.025 | 0 | 0 | 0 | 0 | 0 | 0 | 550 | 604 | 0 | 0 | 0 | 396 | 0 | 0 | 0 | 0 | 0 | 0 | 550 | 604 | 0 | 0 | 0 | 396 | 0 | 0 | 0 | 0 | 0 | 0 | 18 | 30 | 0 | 0 | 0 | 21 | 0 | 1499 | 1499 | 1550 | 1550 | 69 | 2015 | 0
| 2144 | N | . | Marshall (MO) | City of Marshall - (MO) | 11732 | MO | WNC | SERC |  | 22 | 1 | Electric Utility | IC | DFO | DFO |  |  | barrels | 17 | 0 | 0 | 10 | 0 | 0 | 12 | 0 | 1 | 6 | 3 | 0 | 17 | 0 | 0 | 10 | 0 | 0 | 12 | 0 | 1 | 6 | 3 | 0 | 5.9 | 0 | 0 | 5.9 | 0 | 0 | 5.9 | 0 | 5.9 | 5.9 | 5.9 | 0 | 100 | 0 | 0 | 59 | 0 | 0 | 71 | 0 | 6 | 35 | 18 | 0 | 100 | 0 | 0 | 59 | 0 | 0 | 71 | 0 | 6 | 35 | 18 | 0 | 9.652 | 0 | 0 | 5.426 | 0 | 0 | 6.75 | 0 | 1 | 3 | 2.065 | 0 | 49 | 49 | 289 | 289 | 27.893 | 2015 | 0
| 2144 | N | . | Marshall (MO) | City of Marshall - (MO) | 11732 | MO | WNC | SERC |  | 22 | 1 | Electric Utility | IC | NG | NG |  |  | mcf | 487 | 0 | 0 | 159 | 0 | 0 | 205 | 0 | 0 | 0 | 150 | 0 | 487 | 0 | 0 | 159 | 0 | 0 | 205 | 0 | 0 | 0 | 150 | 0 | 1.053 | 0 | 0 | 1.065 | 0 | 0 | 1.036 | 0 | 0 | 0 | 1.025 | 0 | 513 | 0 | 0 | 169 | 0 | 0 | 212 | 0 | 0 | 0 | 154 | 0 | 513 | 0 | 0 | 169 | 0 | 0 | 212 | 0 | 0 | 0 | 154 | 0 | 49.348 | 0 | 0 | 15.574 | 0 | 0 | 20.25 | 0 | 0 | 0 | 17.935 | 0 | 1001 | 1001 | 1048 | 1048 | 103.107 | 2015 | 0
| 2144 | N | . | Marshall (MO) | City of Marshall - (MO) | 11732 | MO | WNC | SERC |  | 22 | 1 | Electric Utility | ST | BIT | COL |  |  | short tons | 0 | 1981 | 585 | 0 | 0 | 0 | 0 | 0 | 0 | 0 | 0 | 0 | 0 | 1981 | 585 | 0 | 0 | 0 | 0 | 0 | 0 | 0 | 0 | 0 | 0 | 22.16 | 22.16 | 0 | 0 | 0 | 0 | 0 | 0 | 0 | 0 | 0 | 0 | 43899 | 12964 | 0 | 0 | 0 | 0 | 0 | 0 | 0 | 0 | 0 | 0 | 43899 | 12964 | 0 | 0 | 0 | 0 | 0 | 0 | 0 | 0 | 0 | 0 | 3256.558 | 935.782 | 0 | 0 | 0 | 0 | 0 | 0 | 0 | 0 | 0 | 2566 | 2566 | 56863 | 56863 | 4192.34 | 2015 | 0
| 2144 | N | . | Marshall (MO) | City of Marshall - (MO) | 11732 | MO | WNC | SERC |  | 22 | 1 | Electric Utility | ST | NG | NG |  |  | mcf | 0 | 1726 | 499 | 0 | 0 | 0 | 0 | 0 | 0 | 0 | 0 | 0 | 0 | 1726 | 499 | 0 | 0 | 0 | 0 | 0 | 0 | 0 | 0 | 0 | 0 | 1.05 | 1.061 | 0 | 0 | 0 | 0 | 0 | 0 | 0 | 0 | 0 | 0 | 1812 | 529 | 0 | 0 | 0 | 0 | 0 | 0 | 0 | 0 | 0 | 0 | 1812 | 529 | 0 | 0 | 0 | 0 | 0 | 0 | 0 | 0 | 0 | 0 | 134.442 | 38.218 | 0 | 0 | 0 | 0 | 0 | 0 | 0 | 0 | 0 | 2225 | 2225 | 2341 | 2341 | 172.66 | 2015 | 0
| 2144 | N | . | Marshall (MO) | City of Marshall - (MO) | 11732 | MO | WNC | SERC |  | 22 | 1 | Electric Utility | ST | WDS | WWW |  |  | short tons | 0 | 0 | 0 | 0 | 0 | 0 | 0 | 0 | 0 | 0 | 0 | 0 | 0 | 0 | 0 | 0 | 0 | 0 | 0 | 0 | 0 | 0 | 0 | 0 | 0 | 0 | 0 | 0 | 0 | 0 | 0 | 0 | 0 | 0 | 0 | 0 | 0 | 0 | 0 | 0 | 0 | 0 | 0 | 0 | 0 | 0 | 0 | 0 | 0 | 0 | 0 | 0 | 0 | 0 | 0 | 0 | 0 | 0 | 0 | 0 | 0 | 0 | 0 | 0 | 0 | 0 | 0 | 0 | 0 | 0 | 0 | 0 | 0 | 0 | 0 | 0 | 0 | 2015 | 0
FuelHeatByLine |  |  |  | 2015
| Plant.Code | Boiler.ID | bogen | Reported.Prime.Mover_bf.923 | Reported.Fuel.Type.Code | Fuel.Heat.January | Fuel.Heat.February | Fuel.Heat.March | Fuel.Heat.April | Fuel.Heat.May | Fuel.Heat.June | Fuel.Heat.July | Fuel.Heat.August | Fuel.Heat.September | Fuel.Heat.October | Fuel.Heat.November | Fuel.Heat.December | YEAR
| 2144 | 4 | 2144^1 | ST | BIT | 0 | 0 | 0 | 0 | 0 | 0 | 0 | 0 | 0 | 0 | 0 | 0 | 2015
| 2144 | 4 | 2144^1 | ST | WDS | 0 | 0 | 0 | 0 | 0 | 0 | 0 | 0 | 0 | 0 | 0 | 0 | 2015
| 2144 | 4 | 2144^1 | ST | NG | 0 | 0 | 0 | 0 | 0 | 0 | 0 | 0 | 0 | 0 | 0 | 0 | 2015
| 2144 | 5 | 2144^2 | ST | NG | 0 | 1812.3 | 529.439 | 0 | 0 | 0 | 0 | 0 | 0 | 0 | 0 | 0 | 2015
| 2144 | 5 | 2144^2 | ST | BIT | 0 | 43898.96 | 12963.6 | 0 | 0 | 0 | 0 | 0 | 0 | 0 | 0 | 0 | 2015
NetGenByLine |  |  |  | 2015
| Plant.Code | Generator.ID | bogen | Reported.Prime.Mover | Net.Generation.Year.To.Date | Net.Generation.January | Net.Generation.February | Net.Generation.March | Net.Generation.April | Net.Generation.May | Net.Generation.June | Net.Generation.July | Net.Generation.August | Net.Generation.September | Net.Generation.October | Net.Generation.November | Net.Generation.December | YEAR
| 2144 | 4 | 2144^1 | ST | 0 | 0 | 0 | 0 | 0 | 0 | 0 | 0 | 0 | 0 | 0 | 0 | 0 | 2015
| 2144 | 5 | 2144^2 | ST | 4365 | 0 | 3391 | 974 | 0 | 0 | 0 | 0 | 0 | 0 | 0 | 0 | 0 | 2015
FuelHeatByBoilerID |  |  |  | 2015
| Plant.Code | Boiler.ID | bogen | Reported.Prime.Mover_bf.923 | flagFuelHeat | Boiler.ID.Total.Fuel.Heat.January | Boiler.ID.Total.Fuel.Heat.February | Boiler.ID.Total.Fuel.Heat.March | Boiler.ID.Total.Fuel.Heat.April | Boiler.ID.Total.Fuel.Heat.May | Boiler.ID.Total.Fuel.Heat.June | Boiler.ID.Total.Fuel.Heat.July | Boiler.ID.Total.Fuel.Heat.August | Boiler.ID.Total.Fuel.Heat.September | Boiler.ID.Total.Fuel.Heat.October | Boiler.ID.Total.Fuel.Heat.November | Boiler.ID.Total.Fuel.Heat.December | YEAR
| 2144 | 4 | 2144^1 | ST | 0 | 0 | 0 | 0 | 0 | 0 | 0 | 0 | 0 | 0 | 0 | 0 | 0 | 2015
| 2144 | 5 | 2144^2 | ST | 0 | 0 | 45711.26 | 13493.039 | 0 | 0 | 0 | 0 | 0 | 0 | 0 | 0 | 0 | 2015
NetGenByGeneratorID |  |  |  | 2015
| Plant.Code | Generator.ID | bogen | Reported.Prime.Mover_923 | Net.Generation.mwh | Generator.ID.Total.Net.Generation.January | Generator.ID.Total.Net.Generation.February | Generator.ID.Total.Net.Generation.March | Generator.ID.Total.Net.Generation.April | Generator.ID.Total.Net.Generation.May | Generator.ID.Total.Net.Generation.June | Generator.ID.Total.Net.Generation.July | Generator.ID.Total.Net.Generation.August | Generator.ID.Total.Net.Generation.September | Generator.ID.Total.Net.Generation.October | Generator.ID.Total.Net.Generation.November | Generator.ID.Total.Net.Generation.December | YEAR
| 2144 | 4 | 2144^1 | ST | 0 | 0 | 0 | 0 | 0 | 0 | 0 | 0 | 0 | 0 | 0 | 0 | 0 | 2015
| 2144 | 5 | 2144^2 | ST | 4365 | 0 | 3391 | 974 | 0 | 0 | 0 | 0 | 0 | 0 | 0 | 0 | 0 | 2015
FuelHeatByBogen |  |  |  | 2015
| Plant.Code | blankCol | bogen | Reported.Prime.Mover_bf.923 | flagFuelHeat | Bogen.Total.Fuel.Heat.January | Bogen.Total.Fuel.Heat.February | Bogen.Total.Fuel.Heat.March | Bogen.Total.Fuel.Heat.April | Bogen.Total.Fuel.Heat.May | Bogen.Total.Fuel.Heat.June | Bogen.Total.Fuel.Heat.July | Bogen.Total.Fuel.Heat.August | Bogen.Total.Fuel.Heat.September | Bogen.Total.Fuel.Heat.October | Bogen.Total.Fuel.Heat.November | Bogen.Total.Fuel.Heat.December | YEAR
| 2144 |  | 2144^1 | ST | 0 | 0 | 0 | 0 | 0 | 0 | 0 | 0 | 0 | 0 | 0 | 0 | 0 | 2015
| 2144 |  | 2144^2 | ST | 0 | 0 | 45711.26 | 13493.039 | 0 | 0 | 0 | 0 | 0 | 0 | 0 | 0 | 0 | 2015
NetGenByBogen |  |  |  | 2015
| Plant.Code | blankCol | bogen | Reported.Prime.Mover_923 | Net.Generation.mwh | Bogen.Total.Net.Generation.January | Bogen.Total.Net.Generation.February | Bogen.Total.Net.Generation.March | Bogen.Total.Net.Generation.April | Bogen.Total.Net.Generation.May | Bogen.Total.Net.Generation.June | Bogen.Total.Net.Generation.July | Bogen.Total.Net.Generation.August | Bogen.Total.Net.Generation.September | Bogen.Total.Net.Generation.October | Bogen.Total.Net.Generation.November | Bogen.Total.Net.Generation.December | YEAR
| 2144 |  | 2144^1 | ST | 0 | 0 | 0 | 0 | 0 | 0 | 0 | 0 | 0 | 0 | 0 | 0 | 0 | 2015
| 2144 |  | 2144^2 | ST | 4365 | 0 | 3391 | 974 | 0 | 0 | 0 | 0 | 0 | 0 | 0 | 0 | 0 | 2015
ThermalEfficiencyByBogen |  |  |  | 2015
| Plant.Code | blankCol | bogen | Reported.Prime.Mover_923 | Net.Generation.mwh | ThermalEfficiency.January | ThermalEfficiency.February | ThermalEfficiency.March | ThermalEfficiency.April | ThermalEfficiency.May | ThermalEfficiency.June | ThermalEfficiency.July | ThermalEfficiency.August | ThermalEfficiency.September | ThermalEfficiency.October | ThermalEfficiency.November | ThermalEfficiency.December | YEAR
| 2144 |  | 2144^1 | ST | 0 | 0 | 0 | 0 | 0 | 0 | 0 | 0 | 0 | 0 | 0 | 0 | 0 | 2015
| 2144 |  | 2144^2 | ST | 4365 | 0 | 0.25312 | 0.24631 | 0 | 0 | 0 | 0 | 0 | 0 | 0 | 0 | 0 | 2015

## 2171
2015 | Plant.Code | orig_bogencoo.key | auto_bogencoo.key | combogencoo_cool_type_key | EIA_BocooAssoc | EIA_CoolingEnviroEquip | orig_sheet3_key | auto_sheet3_flags | auto_sheet3_key | orig_sheet4_key | auto_sheet4_flags | auto_sheet4_key | EIA_associationTable | generator.data.860 | retiredGenerators.860 | Boiler_InfoDesign_Parameters.860 | boilerFuelData_923 | generation.data.923 | page1GenFuelData.923 | FuelHeatByLine | NetGenByLine | FuelHeatByBoilerID | NetGenByGeneratorID | FuelHeatByBogen | NetGenByBogen | ThermalEfficiencyByBogen
| 2171 | 1 | 2 | 1 | 0 | 0 | 2 | 2 | 2 | 2 | 2 | 2 | 2 | 2 | 0 | 2 | 4 | 2 | 2 | 4 | 2 | 2 | 2 | 2 | 2 | 2
orig_bogencoo.key |  |  |  | 2015
| combogen | combogencoo | Plant.Code
| combogen^2171^1 | combogencoo^2171^1 | 2171
auto_bogencoo.key |  |  |  | 2015
manualEdit | manualBogenEdit | Plant.Code | Bogen | combogen | combogencoo | Boiler.ID | Unit.Code | bga.source | Boiler.ID.Total.Fuel.Heat.January | PlantLine.Total.Fuel.Heat.January | flagNG_no_FH_January | flagFH_no_NG_January | flagFuelHeat_January | Boiler.ID.Total.Fuel.Heat.February | PlantLine.Total.Fuel.Heat.February | flagNG_no_FH_February | flagFH_no_NG_February | flagFuelHeat_February | Boiler.ID.Total.Fuel.Heat.March | PlantLine.Total.Fuel.Heat.March | flagNG_no_FH_March | flagFH_no_NG_March | flagFuelHeat_March | Boiler.ID.Total.Fuel.Heat.April | PlantLine.Total.Fuel.Heat.April | flagNG_no_FH_April | flagFH_no_NG_April | flagFuelHeat_April | Boiler.ID.Total.Fuel.Heat.May | PlantLine.Total.Fuel.Heat.May | flagNG_no_FH_May | flagFH_no_NG_May | flagFuelHeat_May | Boiler.ID.Total.Fuel.Heat.June | PlantLine.Total.Fuel.Heat.June | flagNG_no_FH_June | flagFH_no_NG_June | flagFuelHeat_June | Boiler.ID.Total.Fuel.Heat.July | PlantLine.Total.Fuel.Heat.July | flagNG_no_FH_July | flagFH_no_NG_July | flagFuelHeat_July | Boiler.ID.Total.Fuel.Heat.August | PlantLine.Total.Fuel.Heat.August | flagNG_no_FH_August | flagFH_no_NG_August | flagFuelHeat_August | Boiler.ID.Total.Fuel.Heat.September | PlantLine.Total.Fuel.Heat.September | flagNG_no_FH_September | flagFH_no_NG_September | flagFuelHeat_September | Boiler.ID.Total.Fuel.Heat.October | PlantLine.Total.Fuel.Heat.October | flagNG_no_FH_October | flagFH_no_NG_October | flagFuelHeat_October | Boiler.ID.Total.Fuel.Heat.November | PlantLine.Total.Fuel.Heat.November | flagNG_no_FH_November | flagFH_no_NG_November | flagFuelHeat_November | Boiler.ID.Total.Fuel.Heat.December | PlantLine.Total.Fuel.Heat.December | flagNG_no_FH_December | flagFH_no_NG_December | flagFuelHeat_December | missing.from.923 | flagBoiler.ID_assoc | orig_Boiler.ID_assoc | orig_Boiler.ID_bf.923 | flagBoiler.ID_bf.923 | missing.bf.923 | Reported.Prime.Mover_bf.923 | Reported.Prime.Mover_923 | Reported.Prime.Mover_860 | Reported.Fuel.Type.Code | Technology | Energy.Source.1 | unmapped_but_in_923 | unmapped | Orphan.Boiler | Boiler.Status | Boiler.Retirement.Year | Boiler.Retirement.Month | flag_BoilerRetired | flag_Boiler.Status | Boiler.ID.NotIn.Assoc | missingPlant.assoc | missingPlant.boilerDesignData.860 | missingPlant.generation.data.923 | missingPlant.boilerFuelData.923 | Reported.Prime.Mover_page1 | flag.ST.missing.bf.923 | flag.CACT.missingPair | flag_923bogenCTonly | flag.NGCC.badFuel | flag.ST.missing.bf.923.unmapped | flag_RPM | flag_floatingGen | flagFuelHeat | flag_STassoc_CT_CS_CA | flag_CSassociation | countFlags | YEAR | plant_bo | plant_bo_bf.923 | plant_bo_assoc | Utility.ID | Utility.Name | Plant.Name | Cooling.ID | Steam.Plant.Type | flagBoiler.ID_bocoo | orig_Boiler.ID_bocoo | manualBogenEditFileName | manualBogenEditDateTime
0 | 0 | 2171 | 2171^1 | combogen^2171^1 |  | 1 | none | eia860.org | 0 |  | 0 | 0 | 0 | 0 |  | 0 | 0 | 0 | 0 |  | 0 | 0 | 0 | 0 |  | 0 | 0 | 0 | 0 |  | 0 | 0 | 0 | 1270.68 |  | 0 | 0 | 0 | 58652.208 |  | 0 | 0 | 0 | 115434.22 |  | 0 | 0 | 0 | 88860.938 |  | 0 | 0 | 0 | 0 |  | 0 | 0 | 0 | 0 |  | 0 | 0 | 0 | 0 |  | 0 | 0 | 0 | FALSE | removeChar | 1 | 1 | removeChar | FALSE | ST | ST | ST | BIT | Conventional Steam Coal | BIT | FALSE | FALSE | FALSE | OP | 2016 | 1 | 0 | 0 | 0 | FALSE | FALSE | FALSE | FALSE |  | 0 | FALSE | FALSE | 0 | 0 |  | 0 | 0 | 0 | 0 | 2 | 2015 | 2171^1 | 2171^1 | 2171^1
0 | 0 | 2171 | 2171^2 | combogen^2171^2 |  | 2 | none | eia860.org | 0 |  | 0 | 0 | 0 | 0 |  | 0 | 0 | 0 | 0 |  | 0 | 0 | 0 | 0 |  | 0 | 0 | 0 | 0 |  | 0 | 0 | 0 | 0 |  | 0 | 0 | 0 | 0 |  | 0 | 0 | 0 | 0 |  | 0 | 0 | 0 | 0 |  | 0 | 0 | 0 | 0 |  | 0 | 0 | 0 | 0 |  | 0 | 0 | 0 | 0 |  | 0 | 0 | 0 | FALSE | removeChar | 2 | 2 | removeChar | FALSE | ST | ST | ST | BIT | Conventional Steam Coal | BIT | FALSE | FALSE | FALSE | OP | 2016 | 1 | 0 | 0 | 0 | FALSE | FALSE | FALSE | FALSE |  | 0 | FALSE | FALSE | 0 | 0 |  | 0 | 0 | 0 | 0 | 2 | 2015 | 2171^2 | 2171^2 | 2171^2
combogencoo_cool_type_key |  |  |  | 2015
manualEdit | Plant.Code | bogencoo | LAKE..OF..OC..RC. | RIVER..OF. | POND..OC..RC. | TOWER..RF..RI..RN. | DC | OS
0 | 2171 | combogencoo^2171^1 |  | 1
EIA_BocooAssoc |  |  |  | 2015
| Utility.ID | Utility.Name | Plant.Code | Plant.Name | Boiler.ID | Cooling.ID | Steam.Plant.Type
EIA_CoolingEnviroEquip |  |  |  | 2015
| Utility.ID | Utility.Name | Plant.Code | Plant.Name | State | Cooling.ID | Cooling.Status | Inservice.Month | Inservice.Year | Cooling.Type.1 | Cooling.Type.2 | Cooling.Type.3 | Cooling.Type.4 | Percent.Dry.Cooling | Cooling.Water.Source | Cooling.Water.Discharge | Water.Source.Code | Water.Type.Code | Intake.Rate.at.100...Gallons.per.Minute. | Chlorine.Inservice.Month | Chlorine.Inservice.Year | Pond.Inservice.Month | Pond.Inservice.Year | Pond.Surface.Area..Acres. | Pond.Volume..Acre.Feet. | Tower.Inservice.Month | Tower.Inservice.Year | Tower.Type.1 | Tower.Type.2 | Tower.Type.3 | Tower.Type.4 | Tower.Water.Rate..Gallons.per.Minute. | Power.Requirement..MW. | Cost.Total..Thousand.Dollars. | Cost.Ponds..Thousand.Dollars. | Cost.Towers..Thousand.Dollars. | Cost.Chlorine.Equipment..Thousand.Dollars. | Intake.Distance.Shore..Feet. | Outlet.Distance.Shore..Feet. | Intake.Distance.Surface..Feet. | Outlet.Distance.Surface..Feet. | Steam.Plant.Type
orig_sheet3_key |  |  |  | 2015
| plant_bo | bogen | Plant.Code
| 2171^1 | 2171^1 | 2171
| 2171^2 | 2171^2 | 2171
auto_sheet3_flags |  |  |  | 2015
| Plant.Code | plant_bo | bogen | missing.from.923 | unmapped_but_in_923 | unmapped | Orphan.Boiler | Boiler.Status | Boiler.ID.NotIn.Assoc | missingPlant.assoc | missingPlant.boilerDesignData.860 | missingPlant.generation.data.923 | missingPlant.boilerFuelData.923 | flag.CACT.missingPair | missing.bf.923 | flag.ST.missing.bf.923 | flag.ST.missing.bf.923.unmapped | flag_RPM | flag_floatingGen | flag_BoilerRetired | flag_Boiler.Status | flag_923bogenCTonly | flagFuelHeat | flag_STassoc_CT_CS_CA | flag_CSassociation | flagFH_no_NG_January | flagNG_no_FH_January | flagFuelHeat_January | flagFH_no_NG_February | flagNG_no_FH_February | flagFuelHeat_February | flagFH_no_NG_March | flagNG_no_FH_March | flagFuelHeat_March | flagFH_no_NG_April | flagNG_no_FH_April | flagFuelHeat_April | flagFH_no_NG_May | flagNG_no_FH_May | flagFuelHeat_May | flagFH_no_NG_June | flagNG_no_FH_June | flagFuelHeat_June | flagFH_no_NG_July | flagNG_no_FH_July | flagFuelHeat_July | flagFH_no_NG_August | flagNG_no_FH_August | flagFuelHeat_August | flagFH_no_NG_September | flagNG_no_FH_September | flagFuelHeat_September | flagFH_no_NG_October | flagNG_no_FH_October | flagFuelHeat_October | flagFH_no_NG_November | flagNG_no_FH_November | flagFuelHeat_November | flagFH_no_NG_December | flagNG_no_FH_December | flagFuelHeat_December | flag_ManualPlant | flag_MisMatch
| 2171 | 2171^1 | 2171^1 | 0 | 0 | 0 | 0 | 0 | 0 | 0 | 0 | 0 | 0 | 0 | 0 | 0 | 0 | 0 | 0 | 0 | 0 | 0 | 0 | 0 | 0 | 0 | 0 | 0 | 0 | 0 | 0 | 0 | 0 | 0 | 0 | 0 | 0 | 0 | 0 | 0 | 0 | 0 | 0 | 0 | 0 | 0 | 0 | 0 | 0 | 0 | 0 | 0 | 0 | 0 | 0 | 0 | 0 | 0 | 0 | 0 | 0 | 0 | 1
| 2171 | 2171^2 | 2171^2 | 0 | 0 | 0 | 0 | 0 | 0 | 0 | 0 | 0 | 0 | 0 | 0 | 0 | 0 | 0 | 0 | 0 | 0 | 0 | 0 | 0 | 0 | 0 | 0 | 0 | 0 | 0 | 0 | 0 | 0 | 0 | 0 | 0 | 0 | 0 | 0 | 0 | 0 | 0 | 0 | 0 | 0 | 0 | 0 | 0 | 0 | 0 | 0 | 0 | 0 | 0 | 0 | 0 | 0 | 0 | 0 | 0 | 0 | 0 | 1
auto_sheet3_key |  |  |  | 2015
manualBogenEdit | Plant.Code | bogen | Boiler.ID | Unit.Code | bga.source | Boiler.ID.Total.Fuel.Heat.January | PlantLine.Total.Fuel.Heat.January | flagNG_no_FH_January | flagFH_no_NG_January | flagFuelHeat_January | Boiler.ID.Total.Fuel.Heat.February | PlantLine.Total.Fuel.Heat.February | flagNG_no_FH_February | flagFH_no_NG_February | flagFuelHeat_February | Boiler.ID.Total.Fuel.Heat.March | PlantLine.Total.Fuel.Heat.March | flagNG_no_FH_March | flagFH_no_NG_March | flagFuelHeat_March | Boiler.ID.Total.Fuel.Heat.April | PlantLine.Total.Fuel.Heat.April | flagNG_no_FH_April | flagFH_no_NG_April | flagFuelHeat_April | Boiler.ID.Total.Fuel.Heat.May | PlantLine.Total.Fuel.Heat.May | flagNG_no_FH_May | flagFH_no_NG_May | flagFuelHeat_May | Boiler.ID.Total.Fuel.Heat.June | PlantLine.Total.Fuel.Heat.June | flagNG_no_FH_June | flagFH_no_NG_June | flagFuelHeat_June | Boiler.ID.Total.Fuel.Heat.July | PlantLine.Total.Fuel.Heat.July | flagNG_no_FH_July | flagFH_no_NG_July | flagFuelHeat_July | Boiler.ID.Total.Fuel.Heat.August | PlantLine.Total.Fuel.Heat.August | flagNG_no_FH_August | flagFH_no_NG_August | flagFuelHeat_August | Boiler.ID.Total.Fuel.Heat.September | PlantLine.Total.Fuel.Heat.September | flagNG_no_FH_September | flagFH_no_NG_September | flagFuelHeat_September | Boiler.ID.Total.Fuel.Heat.October | PlantLine.Total.Fuel.Heat.October | flagNG_no_FH_October | flagFH_no_NG_October | flagFuelHeat_October | Boiler.ID.Total.Fuel.Heat.November | PlantLine.Total.Fuel.Heat.November | flagNG_no_FH_November | flagFH_no_NG_November | flagFuelHeat_November | Boiler.ID.Total.Fuel.Heat.December | PlantLine.Total.Fuel.Heat.December | flagNG_no_FH_December | flagFH_no_NG_December | flagFuelHeat_December | missing.from.923 | flagBoiler.ID_assoc | orig_Boiler.ID_assoc | orig_Boiler.ID_bf.923 | flagBoiler.ID_bf.923 | missing.bf.923 | Reported.Prime.Mover_bf.923 | Reported.Prime.Mover_923 | Reported.Prime.Mover_860 | Reported.Fuel.Type.Code | Technology | Energy.Source.1 | unmapped_but_in_923 | unmapped | Orphan.Boiler | Boiler.Status | Boiler.Retirement.Year | Boiler.Retirement.Month | flag_BoilerRetired | flag_Boiler.Status | Boiler.ID.NotIn.Assoc | missingPlant.assoc | missingPlant.boilerDesignData.860 | missingPlant.generation.data.923 | missingPlant.boilerFuelData.923 | Reported.Prime.Mover_page1 | flag.ST.missing.bf.923 | flag.CACT.missingPair | flag_923bogenCTonly | flag.NGCC.badFuel | flag.ST.missing.bf.923.unmapped | flag_RPM | flag_floatingGen | flagFuelHeat | flag_STassoc_CT_CS_CA | flag_CSassociation | countFlags | YEAR | plant_bo | plant_bo_bf.923 | plant_bo_assoc | manualBogenEditFileName | manualBogenEditDateTime
0 | 2171 | 2171^1 | 1 | none | eia860.org | 0 |  | 0 | 0 | 0 | 0 |  | 0 | 0 | 0 | 0 |  | 0 | 0 | 0 | 0 |  | 0 | 0 | 0 | 0 |  | 0 | 0 | 0 | 1270.68 |  | 0 | 0 | 0 | 58652.208 |  | 0 | 0 | 0 | 115434.22 |  | 0 | 0 | 0 | 88860.938 |  | 0 | 0 | 0 | 0 |  | 0 | 0 | 0 | 0 |  | 0 | 0 | 0 | 0 |  | 0 | 0 | 0 | FALSE | removeChar | 1 | 1 | removeChar | FALSE | ST | ST | ST | BIT | Conventional Steam Coal | BIT | FALSE | FALSE | FALSE | OP | 2016 | 1 | 0 | 0 | 0 | FALSE | FALSE | FALSE | FALSE |  | 0 | FALSE | FALSE | 0 | 0 |  | 0 | 0 | 0 | 0 | 2 | 2015 | 2171^1 | 2171^1 | 2171^1
0 | 2171 | 2171^2 | 2 | none | eia860.org | 0 |  | 0 | 0 | 0 | 0 |  | 0 | 0 | 0 | 0 |  | 0 | 0 | 0 | 0 |  | 0 | 0 | 0 | 0 |  | 0 | 0 | 0 | 0 |  | 0 | 0 | 0 | 0 |  | 0 | 0 | 0 | 0 |  | 0 | 0 | 0 | 0 |  | 0 | 0 | 0 | 0 |  | 0 | 0 | 0 | 0 |  | 0 | 0 | 0 | 0 |  | 0 | 0 | 0 | FALSE | removeChar | 2 | 2 | removeChar | FALSE | ST | ST | ST | BIT | Conventional Steam Coal | BIT | FALSE | FALSE | FALSE | OP | 2016 | 1 | 0 | 0 | 0 | FALSE | FALSE | FALSE | FALSE |  | 0 | FALSE | FALSE | 0 | 0 |  | 0 | 0 | 0 | 0 | 2 | 2015 | 2171^2 | 2171^2 | 2171^2
orig_sheet4_key |  |  |  | 2015
| plant_gen | bogen | Plant.Code
| 2171^1 | 2171^1 | 2171
| 2171^2 | 2171^2 | 2171
auto_sheet4_flags |  |  |  | 2015
| Plant.Code | plant_gen | bogen | missing.from.923 | Generator.Status | Orphan.Generator | unmapped_but_in_923 | unmapped | missingPlant.assoc | missingPlant.generator.data.860 | missingPlant.generation.data.923 | flag.CACT.missingPair | missing.bf.923 | missing.generation.data | flag.ST.missing.bf.923 | flag.ST.missing.bf.923.unmapped | flag_RPM | flag_floatingGen | flag_GeneratorRetired | flag_Generator.Status | flag_923bogenCTonly | flagFuelHeat | flag_STassoc_CT_CS_CA | flag_CSassociation | flagNetGenWithoutFuelHeat | flagFuelHeatWithoutNetGen | flagFH_no_NG_January | flagNG_no_FH_January | flagFuelHeat_January | flagFH_no_NG_February | flagNG_no_FH_February | flagFuelHeat_February | flagFH_no_NG_March | flagNG_no_FH_March | flagFuelHeat_March | flagFH_no_NG_April | flagNG_no_FH_April | flagFuelHeat_April | flagFH_no_NG_May | flagNG_no_FH_May | flagFuelHeat_May | flagFH_no_NG_June | flagNG_no_FH_June | flagFuelHeat_June | flagFH_no_NG_July | flagNG_no_FH_July | flagFuelHeat_July | flagFH_no_NG_August | flagNG_no_FH_August | flagFuelHeat_August | flagFH_no_NG_September | flagNG_no_FH_September | flagFuelHeat_September | flagFH_no_NG_October | flagNG_no_FH_October | flagFuelHeat_October | flagFH_no_NG_November | flagNG_no_FH_November | flagFuelHeat_November | flagFH_no_NG_December | flagNG_no_FH_December | flagFuelHeat_December | flag_ManualPlant | flag_MisMatch
| 2171 | 2171^1 | 2171^1 | 0 | 0 | 0 | 0 | 0 | 0 | 0 | 0 | 0 | 0 | 0 | 0 | 0 | 0 | 0 | 0 | 0 | 0 | 0 | 0 | 0 | 0 | 0 | 0 | 0 | 0 | 0 | 0 | 0 | 0 | 0 | 0 | 0 | 0 | 0 | 0 | 0 | 0 | 0 | 0 | 0 | 0 | 0 | 0 | 0 | 0 | 0 | 0 | 0 | 0 | 0 | 0 | 0 | 0 | 0 | 0 | 0 | 0 | 0 | 0 | 1
| 2171 | 2171^2 | 2171^2 | 0 | 0 | 0 | 0 | 0 | 0 | 0 | 0 | 0 | 0 | 0 | 0 | 0 | 0 | 0 | 0 | 0 | 0 | 0 | 0 | 0 | 0 | 0 | 0 | 0 | 0 | 0 | 0 | 0 | 0 | 0 | 0 | 0 | 0 | 0 | 0 | 0 | 0 | 0 | 0 | 0 | 0 | 0 | 0 | 0 | 0 | 0 | 0 | 0 | 0 | 0 | 0 | 0 | 0 | 0 | 0 | 0 | 0 | 0 | 0 | 1
auto_sheet4_key |  |  |  | 2015
manualBogenEdit | Plant.Code | Generator.ID | bogen | Unit.Code | bga.source | Net.Generation.mwh | Generator.ID.Total.Net.Generation.January | PlantLine.Total.Fuel.Heat.January | PlantLine.Total.Net.Generation.January | flagNG_no_FH_January | flagFH_no_NG_January | flagFuelHeat_January | Generator.ID.Total.Net.Generation.February | PlantLine.Total.Fuel.Heat.February | PlantLine.Total.Net.Generation.February | flagNG_no_FH_February | flagFH_no_NG_February | flagFuelHeat_February | Generator.ID.Total.Net.Generation.March | PlantLine.Total.Fuel.Heat.March | PlantLine.Total.Net.Generation.March | flagNG_no_FH_March | flagFH_no_NG_March | flagFuelHeat_March | Generator.ID.Total.Net.Generation.April | PlantLine.Total.Fuel.Heat.April | PlantLine.Total.Net.Generation.April | flagNG_no_FH_April | flagFH_no_NG_April | flagFuelHeat_April | Generator.ID.Total.Net.Generation.May | PlantLine.Total.Fuel.Heat.May | PlantLine.Total.Net.Generation.May | flagNG_no_FH_May | flagFH_no_NG_May | flagFuelHeat_May | Generator.ID.Total.Net.Generation.June | PlantLine.Total.Fuel.Heat.June | PlantLine.Total.Net.Generation.June | flagNG_no_FH_June | flagFH_no_NG_June | flagFuelHeat_June | Generator.ID.Total.Net.Generation.July | PlantLine.Total.Fuel.Heat.July | PlantLine.Total.Net.Generation.July | flagNG_no_FH_July | flagFH_no_NG_July | flagFuelHeat_July | Generator.ID.Total.Net.Generation.August | PlantLine.Total.Fuel.Heat.August | PlantLine.Total.Net.Generation.August | flagNG_no_FH_August | flagFH_no_NG_August | flagFuelHeat_August | Generator.ID.Total.Net.Generation.September | PlantLine.Total.Fuel.Heat.September | PlantLine.Total.Net.Generation.September | flagNG_no_FH_September | flagFH_no_NG_September | flagFuelHeat_September | Generator.ID.Total.Net.Generation.October | PlantLine.Total.Fuel.Heat.October | PlantLine.Total.Net.Generation.October | flagNG_no_FH_October | flagFH_no_NG_October | flagFuelHeat_October | Generator.ID.Total.Net.Generation.November | PlantLine.Total.Fuel.Heat.November | PlantLine.Total.Net.Generation.November | flagNG_no_FH_November | flagFH_no_NG_November | flagFuelHeat_November | Generator.ID.Total.Net.Generation.December | PlantLine.Total.Fuel.Heat.December | PlantLine.Total.Net.Generation.December | flagNG_no_FH_December | flagFH_no_NG_December | flagFuelHeat_December | missing.from.923 | orig_Generator.ID_923 | flagGenerator.ID_923 | orig_Generator.ID_860 | flagGenerator.ID_860 | flagGenerator.ID_assoc | orig_Generator.ID_assoc | missing.bf.923 | Reported.Prime.Mover_bf.923 | Reported.Prime.Mover_923 | Reported.Prime.Mover_860 | Reported.Fuel.Type.Code | Technology | Energy.Source.1 | Generator.Status | Orphan.Generator | unmapped_but_in_923 | unmapped | flag_Generator.Status | Generator.Retirement.Year | Generator.Retirement.Month | flag_GeneratorRetired | missingPlant.assoc | missingPlant.generator.data.860 | missingPlant.generation.data.923 | Reported.Prime.Mover_page1 | flag.ST.missing.bf.923 | flag.CACT.missingPair | flag_923bogenCTonly | flag.NGCC.badFuel | flag.ST.missing.bf.923.unmapped | flag_RPM | flag_floatingGen | flagNetGenWithoutFuelHeat | flagFuelHeatWithoutNetGen | flagFuelHeat | flag_STassoc_CT_CS_CA | flag_CSassociation | countFlags | YEAR | plant_gen | plant_gen.923 | plant_gen.860 | plant_gen_assoc | missing.generation.data | manualBogenEditFileName | manualBogenEditDateTime
0 | 2171 | 1 | 2171^1 | none | eia860.org | 15749 | 0 |  |  | 0 | 0 | 0 | 0 |  |  | 0 | 0 | 0 | 0 |  |  | 0 | 0 | 0 | 0 |  |  | 0 | 0 | 0 | 0 |  |  | 0 | 0 | 0 | 0 |  |  | 0 | 0 | 0 | 3266 |  |  | 0 | 0 | 0 | 7109 |  |  | 0 | 0 | 0 | 5374 |  |  | 0 | 0 | 0 | 0 |  |  | 0 | 0 | 0 | 0 |  |  | 0 | 0 | 0 | 0 |  |  | 0 | 0 | 0 | FALSE | 1 | removeChar | 1 | removeChar | removeChar | 1 | FALSE | ST | ST | ST | BIT | Conventional Steam Coal | BIT | OP | FALSE | FALSE | FALSE | 0 |  |  |  | FALSE | FALSE | FALSE |  | 0 | FALSE | FALSE | 0 | 0 |  | 0 | 0 | 0 | 0 | 0 | 0 | 2 | 2015 | 2171^1 | 2171^1 | 2171^1 | 2171^1 | FALSE
0 | 2171 | 2 | 2171^2 | none | eia860.org | 0 | 0 |  |  | 0 | 0 | 0 | 0 |  |  | 0 | 0 | 0 | 0 |  |  | 0 | 0 | 0 | 0 |  |  | 0 | 0 | 0 | 0 |  |  | 0 | 0 | 0 | 0 |  |  | 0 | 0 | 0 | 0 |  |  | 0 | 0 | 0 | 0 |  |  | 0 | 0 | 0 | 0 |  |  | 0 | 0 | 0 | 0 |  |  | 0 | 0 | 0 | 0 |  |  | 0 | 0 | 0 | 0 |  |  | 0 | 0 | 0 | FALSE | 2 | removeChar | 2 | removeChar | removeChar | 2 | FALSE | ST | ST | ST | BIT | Conventional Steam Coal | BIT | OP | FALSE | FALSE | FALSE | 0 |  |  |  | FALSE | FALSE | FALSE |  | 0 | FALSE | FALSE | 0 | 0 |  | 0 | 0 | 0 | 0 | 0 | 0 | 2 | 2015 | 2171^2 | 2171^2 | 2171^2 | 2171^2 | FALSE
EIA_associationTable |  |  |  | 2015
| Utility.ID | Utility.Name | Plant.Code | Plant.Name | Boiler.ID | Generator.ID | Steam.Plant.Type
| 9231 | City of Independence - (MO) | 2171 | Missouri City | 1 | 1 | 2
| 9231 | City of Independence - (MO) | 2171 | Missouri City | 2 | 2 | 2
generator.data.860 |  |  |  | 2015
| Utility.ID | Utility.Name | Plant.Code | Plant.Name | State | County | Generator.ID | Technology | Prime.Mover | Unit.Code | Ownership | Duct.Burners | Can.Bypass.Heat.Recovery.Steam.Generator. | RTO.ISO.LMP.Node.Designation | RTO.ISO.Location.Designation.for.Reporting.Wholesale.Sales.Data.to.FERC | Nameplate.Capacity..MW. | Nameplate.Power.Factor | Summer.Capacity..MW. | Winter.Capacity..MW. | Minimum.Load..MW. | Uprate.or.Derate.Completed.During.Year | Month.Uprate.or.Derate.Completed | Year.Uprate.or.Derate.Completed | Status | Synchronized.to.Transmission.Grid | Operating.Month | Operating.Year | Planned.Retirement.Month | Planned.Retirement.Year | Associated.with.Combined.Heat.and.Power.System | Sector.Name | Sector | Topping.or.Bottoming | Energy.Source.1 | Energy.Source.2 | Energy.Source.3 | Energy.Source.4 | Energy.Source.5 | Energy.Source.6 | Startup.Source.1 | Startup.Source.2 | Startup.Source.3 | Startup.Source.4 | Solid.Fuel.Gasification.System. | Carbon.Capture.Technology. | Turbines..Inverters..or.Hydrokinetic.Buoys | Time.from.Cold.Shutdown.to.Full.Load | Fluidized.Bed.Technology. | Pulverized.Coal.Technology. | Stoker.Technology. | Other.Combustion.Technology. | Subcritical.Technology. | Supercritical.Technology. | Ultrasupercritical.Technology. | Planned.Net.Summer.Capacity.Uprate..MW. | Planned.Net.Winter.Capacity.Uprate..MW. | Planned.Uprate.Month | Planned.Uprate.Year | Planned.Net.Summer.Capacity.Derate..MW. | Planned.Net.Winter.Capacity.Derate..MW. | Planned.Derate.Month | Planned.Derate.Year | Planned.New.Prime.Mover | Planned.Energy.Source.1 | Planned.New.Nameplate.Capacity..MW. | Planned.Repower.Month | Planned.Repower.Year | Other.Planned.Modifications. | Other.Modifications.Month | Other.Modifications.Year | Cofire.Fuels. | Switch.Between.Oil.and.Natural.Gas.
| 9231 | City of Independence - (MO) | 2171 | Missouri City | MO | Clay | 1 | Conventional Steam Coal | ST |  | S | X | X | INDNMO_CTY_1 | INDNMO_CTY_1 | 23 | 0.85 | 19 | 19 | 6 | N |  |  | OP | X | 6 | 1954 | 1 | 2016 | N | Electric Utility | 1 | X | BIT | DFO |  |  |  |  | DFO |  |  |  | N | N |  | OVER |  | Y |  |  | Y | [18 empty] | N
| 9231 | City of Independence - (MO) | 2171 | Missouri City | MO | Clay | 2 | Conventional Steam Coal | ST |  | S | X | X | INDNMO_CTY_2 | INDNMO_CTY_2 | 23 | 0.85 | 19 | 19 | 6 | N |  |  | OP | X | 6 | 1954 | 1 | 2016 | N | Electric Utility | 1 | X | BIT | DFO |  |  |  |  | DFO |  |  |  | N | N |  | OVER |  | Y |  |  | Y | [18 empty] | N
retiredGenerators.860 |  |  |  | 2015
| Utility.ID | Utility.Name | Plant.Code | Plant.Name | State | County | Generator.ID | Technology | Prime.Mover | Unit.Code | Ownership | Duct.Burners | Can.Bypass.Heat.Recovery.Steam.Generator. | RTO.ISO.LMP.Node.Designation | RTO.ISO.Location.Designation.for.Reporting.Wholesale.Sales.Data.to.FERC | Nameplate.Capacity..MW. | Nameplate.Power.Factor | Summer.Capacity..MW. | Winter.Capacity..MW. | Minimum.Load..MW. | Uprate.or.Derate.Completed.During.Year | Month.Uprate.or.Derate.Completed | Year.Uprate.or.Derate.Completed | Status | Synchronized.to.Transmission.Grid | Operating.Month | Operating.Year | Retirement.Month | Retirement.Year | Associated.with.Combined.Heat.and.Power.System | Sector.Name | Sector | Topping.or.Bottoming | Energy.Source.1 | Energy.Source.2 | Energy.Source.3 | Energy.Source.4 | Energy.Source.5 | Energy.Source.6 | Startup.Source.1 | Startup.Source.2 | Startup.Source.3 | Startup.Source.4 | Solid.Fuel.Gasification.System. | Carbon.Capture.Technology. | Turbines..Inverters..or.Hydrokinetic.Buoys | Time.from.Cold.Shutdown.to.Full.Load | Fluidized.Bed.Technology. | Pulverized.Coal.Technology. | Stoker.Technology. | Other.Combustion.Technology. | Subcritical.Technology. | Supercritical.Technology. | Ultrasupercritical.Technology. | Cofire.Fuels. | Switch.Between.Oil.and.Natural.Gas.
Boiler_InfoDesign_Parameters.860 |  |  |  | 2015
| Utility.ID | Utility.Name | Plant.Code | Plant.Name | State | Boiler.ID | Boiler.Status | Type.of.Boiler | Inservice.Month | Inservice.Year | Retirement.Month | Retirement.Year | Firing.Type.1 | Firing.Type.2 | Firing.Type.3 | Max.Steam.Flow..Thousand.Pounds.per.Hour. | Firing.Rate.Using.Coal..0.1.Tons.per.Hour. | Firing.Rate.Using.Petroleum..0.1.Barrels.per.Hour. | Firing.Rate.Using.Gas..0.1.MCF.per.Hour. | Firing.Rate.Using.Other.Fuels | Waste.Heat.Input..Million.BTU.per.Hour. | Primary.Fuel.1 | Primary.Fuel.2 | Primary.Fuel.3 | Primary.Fuel.4 | Turndown.Ratio | Efficiency.100..Load | Efficiency.50..Load | Air.Flow.100..Load..Cubic.Feet.per.Minute. | Wet.Dry.Bottom | Fly.Ash.Reinjection | Steam.Plant.Type | missingData
| 9231 | City of Independence - (MO) | 2171 | Missouri City | MO | 1 | OP | N | 6 | 1954 | 1 | 2016 | [19 empty] | 2 | 2
| 9231 | City of Independence - (MO) | 2171 | Missouri City | MO | 2 | OP | N | 6 | 1954 | 1 | 2016 | [19 empty] | 2 | 2
boilerFuelData_923 |  |  |  | 2015
| Plant.Code | Combined.Heat.And..Power.Plant | Plant.Name | Operator.Name | Operator.Id | Plant.State | Census.Region | NERC.Region | NAICS.Code | Sector.Number | Sector.Name | Boiler.ID | Reported.Prime.Mover | Reported.Fuel.Type.Code | Physical.Unit.Label | Quantity.Of.Fuel.Consumed.January | Quantity.Of.Fuel.Consumed.February | Quantity.Of.Fuel.Consumed.March | Quantity.Of.Fuel.Consumed.April | Quantity.Of.Fuel.Consumed.May | Quantity.Of.Fuel.Consumed.June | Quantity.Of.Fuel.Consumed.July | Quantity.Of.Fuel.Consumed.August | Quantity.Of.Fuel.Consumed.September | Quantity.Of.Fuel.Consumed.October | Quantity.Of.Fuel.Consumed.November | Quantity.Of.Fuel.Consumed.December | MMbtu.Per.Unit.January | MMbtu.Per.Unit.February | MMbtu.Per.Unit.March | MMbtu.Per.Unit.April | MMbtu.Per.Unit.May | MMbtu.Per.Unit.June | MMbtu.Per.Unit.July | MMbtu.Per.Unit.August | MMbtu.Per.Unit.September | MMbtu.Per.Unit.October | MMbtu.Per.Unit.November | MMbtu.Per.Unit.December | Sulfur.Content.January | Sulfur.Content.February | Sulfur.Content.March | Sulfur.Content.April | Sulfur.Content.May | Sulfur.Content.June | Sulfur.Content.July | Sulfur.Content.August | Sulfur.Content.September | Sulfur.Content.October | Sulfur.Content.November | Sulfur.Content.December | Ash.Content.January | Ash.Content.February | Ash.Content.March | Ash.Content.April | Ash.Content.May | Ash.Content.June | Ash.Content.July | Ash.Content.August | Ash.Content.September | Ash.Content.October | Ash.Content.November | Ash.Content.December | Total.Fuel.Consumption.Quantity | YEAR | missingData
| 2171 | N | Missouri City | City of Independence - (MO) | 9231 | MO | WNC | SPP | 22 | 1 | Electric Utility | 1 | ST | BIT | short tons | 0 | 0 | 0 | 0 | 0 | 60 | 2834 | 5413 | 4209 | 0 | 0 | 0 | 0 | 0 | 0 | 0 | 0 | 20.598 | 20.612 | 21.14 | 20.882 | 0 | 0 | 0 | 0 | 0 | 0 | 0 | 0 | 2.75 | 2.88 | 3 | 3.2 | 0 | 0 | 0 | 0 | 0 | 0 | 0 | 0 | 11.11 | 11.87 | 13.02 | 16.42 | 0 | 0 | 0 | 12516 | 2015 | 0
| 2171 | N | Missouri City | City of Independence - (MO) | 9231 | MO | WNC | SPP | 22 | 1 | Electric Utility | 1 | ST | DFO | barrels | 0 | 0 | 0 | 0 | 0 | 6 | 41 | 173 | 167 | 0 | 0 | 0 | 0 | 0 | 0 | 0 | 0 | 5.8 | 5.8 | 5.8 | 5.8 | 0 | 0 | 0 | 0 | 0 | 0 | 0 | 0 | 0.5 | 0.5 | 0.5 | 0.5 | 0 | 0 | 0 | 0 | 0 | 0 | 0 | 0 | 0 | 0 | 0 | 0 | 0 | 0 | 0 | 387 | 2015 | 0
| 2171 | N | Missouri City | City of Independence - (MO) | 9231 | MO | WNC | SPP | 22 | 1 | Electric Utility | 2 | ST | BIT | short tons | 0 | 0 | 0 | 0 | 0 | 0 | 0 | 0 | 0 | 0 | 0 | 0 | 0 | 0 | 0 | 0 | 0 | 0 | 0 | 0 | 0 | 0 | 0 | 0 | 0 | 0 | 0 | 0 | 0 | 0 | 0 | 0 | 0 | 0 | 0 | 0 | 0 | 0 | 0 | 0 | 0 | 0 | 0 | 0 | 0 | 0 | 0 | 0 | 0 | 2015 | 0
| 2171 | N | Missouri City | City of Independence - (MO) | 9231 | MO | WNC | SPP | 22 | 1 | Electric Utility | 2 | ST | DFO | barrels | 0 | 0 | 0 | 0 | 0 | 0 | 0 | 0 | 0 | 0 | 0 | 0 | 0 | 0 | 0 | 0 | 0 | 0 | 0 | 0 | 0 | 0 | 0 | 0 | 0 | 0 | 0 | 0 | 0 | 0 | 0 | 0 | 0 | 0 | 0 | 0 | 0 | 0 | 0 | 0 | 0 | 0 | 0 | 0 | 0 | 0 | 0 | 0 | 0 | 2015 | 0
generation.data.923 |  |  |  | 2015
| Plant.Code | Combined.Heat.And.Power.Plant | Plant.Name | Operator.Name | Operator.Id | Plant.State | Census.Region | NERC.Region | NAICS.Code | Sector.Number | Sector.Name | Generator.ID | Reported.Prime.Mover | Net.Generation.January | Net.Generation.February | Net.Generation.March | Net.Generation.April | Net.Generation.May | Net.Generation.June | Net.Generation.July | Net.Generation.August | Net.Generation.September | Net.Generation.October | Net.Generation.November | Net.Generation.December | Net.Generation.Year.To.Date | YEAR | missingData
| 2171 | N | Missouri City | City of Independence - (MO) | 9231 | MO | WNC | SPP | 22 | 1 | Electric Utility | 1 | ST | 0 | 0 | 0 | 0 | 0 | 0 | 3266 | 7109 | 5374 | 0 | 0 | 0 | 15749 | 2015 | 0
| 2171 | N | Missouri City | City of Independence - (MO) | 9231 | MO | WNC | SPP | 22 | 1 | Electric Utility | 2 | ST | 0 | 0 | 0 | 0 | 0 | 0 | 0 | 0 | 0 | 0 | 0 | 0 | 0 | 2015 | 0
page1GenFuelData.923 |  |  |  | 2015
| Plant.Code | Combined.Heat.And.Power.Plant | Nuclear.Unit.Id | Plant.Name | Operator.Name | Operator.Id | Plant.State | Census.Region | NERC.Region | Reserved | NAICS.Code | EIA.Sector.Number | Sector.Name | Reported.Prime.Mover | Reported.Fuel.Type.Code | AER.Fuel.Type.Code | Reserved.1 | Reserved.2 | Physical.Unit.Label | Quantity.January | Quantity.February | Quantity.March | Quantity.April | Quantity.May | Quantity.June | Quantity.July | Quantity.August | Quantity.September | Quantity.October | Quantity.November | Quantity.December | Elec_Quantity.January | Elec_Quantity.February | Elec_Quantity.March | Elec_Quantity.April | Elec_Quantity.May | Elec_Quantity.June | Elec_Quantity.July | Elec_Quantity.August | Elec_Quantity.September | Elec_Quantity.October | Elec_Quantity.November | Elec_Quantity.December | MMBtuPer_Unit.January | MMBtuPer_Unit.February | MMBtuPer_Unit.March | MMBtuPer_Unit.April | MMBtuPer_Unit.May | MMBtuPer_Unit.June | MMBtuPer_Unit.July | MMBtuPer_Unit.August | MMBtuPer_Unit.September | MMBtuPer_Unit.October | MMBtuPer_Unit.November | MMBtuPer_Unit.December | Tot_MMBtu.January | Tot_MMBtu.February | Tot_MMBtu.March | Tot_MMBtu.April | Tot_MMBtu.May | Tot_MMBtu.June | Tot_MMBtu.July | Tot_MMBtu.August | Tot_MMBtu.September | Tot_MMBtu.October | Tot_MMBtu.November | Tot_MMBtu.December | Elec_MMBtu.January | Elec_MMBtu.February | Elec_MMBtu.March | Elec_MMBtu.April | Elec_MMBtu.May | Elec_MMBtu.June | Elec_MMBtu.July | Elec_MMBtu.August | Elec_MMBtu.September | Elec_MMBtu.October | Elec_MMBtu.November | Elec_MMBtu.December | Netgen.January | Netgen.February | Netgen.March | Netgen.April | Netgen.May | Netgen.June | Netgen.July | Netgen.August | Netgen.September | Netgen.October | Netgen.November | Netgen.December | Total.Fuel.Consumption.Quantity | Electric.Fuel.Consumption.Quantity | Total.Fuel.Consumption.MMBtu | Elec.Fuel.Consumption.MMBtu | Net.Generation..Megawatthours. | YEAR | missingData
| 2171 | N | . | Missouri City | City of Independence - (MO) | 9231 | MO | WNC | SPP |  | 22 | 1 | Electric Utility | ST | BIT | COL |  |  | short tons | 0 | 0 | 0 | 0 | 0 | 60 | 2834 | 5413 | 4209 | 0 | 0 | 0 | 0 | 0 | 0 | 0 | 0 | 60 | 2834 | 5413 | 4209 | 0 | 0 | 0 | 0 | 0 | 0 | 0 | 0 | 20.598 | 20.612 | 21.14 | 20.882 | 0 | 0 | 0 | 0 | 0 | 0 | 0 | 0 | 1236 | 58414 | 114431 | 87892 | 0 | 0 | 0 | 0 | 0 | 0 | 0 | 0 | 1236 | 58414 | 114431 | 87892 | 0 | 0 | 0 | 0 | 0 | 0 | 0 | 0 | 0 | 3252.758 | 7047.206 | 5315.422 | 0 | 0 | 0 | 12516 | 12516 | 261973 | 261973 | 15615.386 | 2015 | 0
| 2171 | N | . | Missouri City | City of Independence - (MO) | 9231 | MO | WNC | SPP |  | 22 | 1 | Electric Utility | ST | DFO | DFO |  |  | barrels | 0 | 0 | 0 | 0 | 0 | 6 | 41 | 173 | 167 | 0 | 0 | 0 | 0 | 0 | 0 | 0 | 0 | 6 | 41 | 173 | 167 | 0 | 0 | 0 | 0 | 0 | 0 | 0 | 0 | 5.8 | 5.8 | 5.8 | 5.8 | 0 | 0 | 0 | 0 | 0 | 0 | 0 | 0 | 35 | 238 | 1003 | 969 | 0 | 0 | 0 | 0 | 0 | 0 | 0 | 0 | 35 | 238 | 1003 | 969 | 0 | 0 | 0 | 0 | 0 | 0 | 0 | 0 | 0 | 13.242 | 61.794 | 58.578 | 0 | 0 | 0 | 387 | 387 | 2245 | 2245 | 133.614 | 2015 | 0
FuelHeatByLine |  |  |  | 2015
| Plant.Code | Boiler.ID | bogen | Reported.Prime.Mover_bf.923 | Reported.Fuel.Type.Code | Fuel.Heat.January | Fuel.Heat.February | Fuel.Heat.March | Fuel.Heat.April | Fuel.Heat.May | Fuel.Heat.June | Fuel.Heat.July | Fuel.Heat.August | Fuel.Heat.September | Fuel.Heat.October | Fuel.Heat.November | Fuel.Heat.December | YEAR
| 2171 | 1 | 2171^1 | ST | BIT | 0 | 0 | 0 | 0 | 0 | 1235.88 | 58414.408 | 114430.82 | 87892.338 | 0 | 0 | 0 | 2015
| 2171 | 1 | 2171^1 | ST | DFO | 0 | 0 | 0 | 0 | 0 | 34.8 | 237.8 | 1003.4 | 968.6 | 0 | 0 | 0 | 2015
| 2171 | 2 | 2171^2 | ST | BIT | 0 | 0 | 0 | 0 | 0 | 0 | 0 | 0 | 0 | 0 | 0 | 0 | 2015
| 2171 | 2 | 2171^2 | ST | DFO | 0 | 0 | 0 | 0 | 0 | 0 | 0 | 0 | 0 | 0 | 0 | 0 | 2015
NetGenByLine |  |  |  | 2015
| Plant.Code | Generator.ID | bogen | Reported.Prime.Mover | Net.Generation.Year.To.Date | Net.Generation.January | Net.Generation.February | Net.Generation.March | Net.Generation.April | Net.Generation.May | Net.Generation.June | Net.Generation.July | Net.Generation.August | Net.Generation.September | Net.Generation.October | Net.Generation.November | Net.Generation.December | YEAR
| 2171 | 1 | 2171^1 | ST | 15749 | 0 | 0 | 0 | 0 | 0 | 0 | 3266 | 7109 | 5374 | 0 | 0 | 0 | 2015
| 2171 | 2 | 2171^2 | ST | 0 | 0 | 0 | 0 | 0 | 0 | 0 | 0 | 0 | 0 | 0 | 0 | 0 | 2015
FuelHeatByBoilerID |  |  |  | 2015
| Plant.Code | Boiler.ID | bogen | Reported.Prime.Mover_bf.923 | flagFuelHeat | Boiler.ID.Total.Fuel.Heat.January | Boiler.ID.Total.Fuel.Heat.February | Boiler.ID.Total.Fuel.Heat.March | Boiler.ID.Total.Fuel.Heat.April | Boiler.ID.Total.Fuel.Heat.May | Boiler.ID.Total.Fuel.Heat.June | Boiler.ID.Total.Fuel.Heat.July | Boiler.ID.Total.Fuel.Heat.August | Boiler.ID.Total.Fuel.Heat.September | Boiler.ID.Total.Fuel.Heat.October | Boiler.ID.Total.Fuel.Heat.November | Boiler.ID.Total.Fuel.Heat.December | YEAR
| 2171 | 1 | 2171^1 | ST | 0 | 0 | 0 | 0 | 0 | 0 | 1270.68 | 58652.208 | 115434.22 | 88860.938 | 0 | 0 | 0 | 2015
| 2171 | 2 | 2171^2 | ST | 0 | 0 | 0 | 0 | 0 | 0 | 0 | 0 | 0 | 0 | 0 | 0 | 0 | 2015
NetGenByGeneratorID |  |  |  | 2015
| Plant.Code | Generator.ID | bogen | Reported.Prime.Mover_923 | Net.Generation.mwh | Generator.ID.Total.Net.Generation.January | Generator.ID.Total.Net.Generation.February | Generator.ID.Total.Net.Generation.March | Generator.ID.Total.Net.Generation.April | Generator.ID.Total.Net.Generation.May | Generator.ID.Total.Net.Generation.June | Generator.ID.Total.Net.Generation.July | Generator.ID.Total.Net.Generation.August | Generator.ID.Total.Net.Generation.September | Generator.ID.Total.Net.Generation.October | Generator.ID.Total.Net.Generation.November | Generator.ID.Total.Net.Generation.December | YEAR
| 2171 | 1 | 2171^1 | ST | 15749 | 0 | 0 | 0 | 0 | 0 | 0 | 3266 | 7109 | 5374 | 0 | 0 | 0 | 2015
| 2171 | 2 | 2171^2 | ST | 0 | 0 | 0 | 0 | 0 | 0 | 0 | 0 | 0 | 0 | 0 | 0 | 0 | 2015
FuelHeatByBogen |  |  |  | 2015
| Plant.Code | blankCol | bogen | Reported.Prime.Mover_bf.923 | flagFuelHeat | Bogen.Total.Fuel.Heat.January | Bogen.Total.Fuel.Heat.February | Bogen.Total.Fuel.Heat.March | Bogen.Total.Fuel.Heat.April | Bogen.Total.Fuel.Heat.May | Bogen.Total.Fuel.Heat.June | Bogen.Total.Fuel.Heat.July | Bogen.Total.Fuel.Heat.August | Bogen.Total.Fuel.Heat.September | Bogen.Total.Fuel.Heat.October | Bogen.Total.Fuel.Heat.November | Bogen.Total.Fuel.Heat.December | YEAR
| 2171 |  | 2171^1 | ST | 0 | 0 | 0 | 0 | 0 | 0 | 1270.68 | 58652.208 | 115434.22 | 88860.938 | 0 | 0 | 0 | 2015
| 2171 |  | 2171^2 | ST | 0 | 0 | 0 | 0 | 0 | 0 | 0 | 0 | 0 | 0 | 0 | 0 | 0 | 2015
NetGenByBogen |  |  |  | 2015
| Plant.Code | blankCol | bogen | Reported.Prime.Mover_923 | Net.Generation.mwh | Bogen.Total.Net.Generation.January | Bogen.Total.Net.Generation.February | Bogen.Total.Net.Generation.March | Bogen.Total.Net.Generation.April | Bogen.Total.Net.Generation.May | Bogen.Total.Net.Generation.June | Bogen.Total.Net.Generation.July | Bogen.Total.Net.Generation.August | Bogen.Total.Net.Generation.September | Bogen.Total.Net.Generation.October | Bogen.Total.Net.Generation.November | Bogen.Total.Net.Generation.December | YEAR
| 2171 |  | 2171^1 | ST | 15749 | 0 | 0 | 0 | 0 | 0 | 0 | 3266 | 7109 | 5374 | 0 | 0 | 0 | 2015
| 2171 |  | 2171^2 | ST | 0 | 0 | 0 | 0 | 0 | 0 | 0 | 0 | 0 | 0 | 0 | 0 | 0 | 2015
ThermalEfficiencyByBogen |  |  |  | 2015
| Plant.Code | blankCol | bogen | Reported.Prime.Mover_923 | Net.Generation.mwh | ThermalEfficiency.January | ThermalEfficiency.February | ThermalEfficiency.March | ThermalEfficiency.April | ThermalEfficiency.May | ThermalEfficiency.June | ThermalEfficiency.July | ThermalEfficiency.August | ThermalEfficiency.September | ThermalEfficiency.October | ThermalEfficiency.November | ThermalEfficiency.December | YEAR
| 2171 |  | 2171^1 | ST | 15749 | 0 | 0 | 0 | 0 | 0 | 0 | 0.19 | 0.21014 | 0.20635 | 0 | 0 | 0 | 2015
| 2171 |  | 2171^2 | ST | 0 | 0 | 0 | 0 | 0 | 0 | 0 | 0 | 0 | 0 | 0 | 0 | 0 | 2015

## 2241
2015 | Plant.Code | orig_bogencoo.key | auto_bogencoo.key | combogencoo_cool_type_key | EIA_BocooAssoc | EIA_CoolingEnviroEquip | orig_sheet3_key | auto_sheet3_flags | auto_sheet3_key | orig_sheet4_key | auto_sheet4_flags | auto_sheet4_key | EIA_associationTable | generator.data.860 | retiredGenerators.860 | Boiler_InfoDesign_Parameters.860 | boilerFuelData_923 | generation.data.923 | page1GenFuelData.923 | FuelHeatByLine | NetGenByLine | FuelHeatByBoilerID | NetGenByGeneratorID | FuelHeatByBogen | NetGenByBogen | ThermalEfficiencyByBogen
| 2241 | 0 | 3 | 1 | 0 | 0 | 3 | 3 | 3 | 3 | 3 | 3 | 3 | 6 | 0 | 3 | 6 | 3 | 4 | 6 | 3 | 3 | 3 | 3 | 3 | 3
orig_bogencoo.key |  |  |  | 2015
| combogen | combogencoo | Plant.Code
auto_bogencoo.key |  |  |  | 2015
manualEdit | manualBogenEdit | Plant.Code | Bogen | combogen | combogencoo | Boiler.ID | Unit.Code | bga.source | Boiler.ID.Total.Fuel.Heat.January | PlantLine.Total.Fuel.Heat.January | flagNG_no_FH_January | flagFH_no_NG_January | flagFuelHeat_January | Boiler.ID.Total.Fuel.Heat.February | PlantLine.Total.Fuel.Heat.February | flagNG_no_FH_February | flagFH_no_NG_February | flagFuelHeat_February | Boiler.ID.Total.Fuel.Heat.March | PlantLine.Total.Fuel.Heat.March | flagNG_no_FH_March | flagFH_no_NG_March | flagFuelHeat_March | Boiler.ID.Total.Fuel.Heat.April | PlantLine.Total.Fuel.Heat.April | flagNG_no_FH_April | flagFH_no_NG_April | flagFuelHeat_April | Boiler.ID.Total.Fuel.Heat.May | PlantLine.Total.Fuel.Heat.May | flagNG_no_FH_May | flagFH_no_NG_May | flagFuelHeat_May | Boiler.ID.Total.Fuel.Heat.June | PlantLine.Total.Fuel.Heat.June | flagNG_no_FH_June | flagFH_no_NG_June | flagFuelHeat_June | Boiler.ID.Total.Fuel.Heat.July | PlantLine.Total.Fuel.Heat.July | flagNG_no_FH_July | flagFH_no_NG_July | flagFuelHeat_July | Boiler.ID.Total.Fuel.Heat.August | PlantLine.Total.Fuel.Heat.August | flagNG_no_FH_August | flagFH_no_NG_August | flagFuelHeat_August | Boiler.ID.Total.Fuel.Heat.September | PlantLine.Total.Fuel.Heat.September | flagNG_no_FH_September | flagFH_no_NG_September | flagFuelHeat_September | Boiler.ID.Total.Fuel.Heat.October | PlantLine.Total.Fuel.Heat.October | flagNG_no_FH_October | flagFH_no_NG_October | flagFuelHeat_October | Boiler.ID.Total.Fuel.Heat.November | PlantLine.Total.Fuel.Heat.November | flagNG_no_FH_November | flagFH_no_NG_November | flagFuelHeat_November | Boiler.ID.Total.Fuel.Heat.December | PlantLine.Total.Fuel.Heat.December | flagNG_no_FH_December | flagFH_no_NG_December | flagFuelHeat_December | missing.from.923 | flagBoiler.ID_assoc | orig_Boiler.ID_assoc | orig_Boiler.ID_bf.923 | flagBoiler.ID_bf.923 | missing.bf.923 | Reported.Prime.Mover_bf.923 | Reported.Prime.Mover_923 | Reported.Prime.Mover_860 | Reported.Fuel.Type.Code | Technology | Energy.Source.1 | unmapped_but_in_923 | unmapped | Orphan.Boiler | Boiler.Status | Boiler.Retirement.Year | Boiler.Retirement.Month | flag_BoilerRetired | flag_Boiler.Status | Boiler.ID.NotIn.Assoc | missingPlant.assoc | missingPlant.boilerDesignData.860 | missingPlant.generation.data.923 | missingPlant.boilerFuelData.923 | Reported.Prime.Mover_page1 | flag.ST.missing.bf.923 | flag.CACT.missingPair | flag_923bogenCTonly | flag.NGCC.badFuel | flag.ST.missing.bf.923.unmapped | flag_RPM | flag_floatingGen | flagFuelHeat | flag_STassoc_CT_CS_CA | flag_CSassociation | countFlags | YEAR | plant_bo | plant_bo_bf.923 | plant_bo_assoc | Utility.ID | Utility.Name | Plant.Name | Cooling.ID | Steam.Plant.Type | flagBoiler.ID_bocoo | orig_Boiler.ID_bocoo | manualBogenEditFileName | manualBogenEditDateTime
0 | 0 | 2241 | 2241^1 | combogen^2241^1 |  | B-1 | none | eia860.org | 0 |  | 0 | 0 | 0 | 0 |  | 0 | 0 | 0 | 0 |  | 0 | 0 | 0 | 0 |  | 0 | 0 | 0 | 0 |  | 0 | 0 | 0 | 0 |  | 0 | 0 | 0 | 0 |  | 0 | 0 | 0 | 0 |  | 0 | 0 | 0 | 0 |  | 0 | 0 | 0 | 0 |  | 0 | 0 | 0 | 0 |  | 0 | 0 | 0 | 0 |  | 0 | 0 | 0 | FALSE | removeChar | B-1 | B-1 | removeChar | FALSE | ST | ST | ST | RFO | Natural Gas Steam Turbine | NG | FALSE | FALSE | FALSE | SB |  |  |  | 0 | 0 | FALSE | FALSE | FALSE | FALSE |  | 0 | FALSE | FALSE | 0 | 0 |  | 0 | 0 | 0 | 0 | 2 | 2015 | 2241^B-1 | 2241^B-1 | 2241^B-1
0 | 0 | 2241 | 2241^2 | combogen^2241^2 |  | B-2 | none | eia860.org | 0 |  | 0 | 0 | 0 | 0 |  | 0 | 0 | 0 | 0 |  | 0 | 0 | 0 | 0 |  | 0 | 0 | 0 | 0 |  | 0 | 0 | 0 | 0 |  | 0 | 0 | 0 | 0 |  | 0 | 0 | 0 | 0 |  | 0 | 0 | 0 | 0 |  | 0 | 0 | 0 | 0 |  | 0 | 0 | 0 | 0 |  | 0 | 0 | 0 | 0 |  | 0 | 0 | 0 | FALSE | removeChar | B-2 | B-2 | removeChar | FALSE | ST | ST | ST | RFO | Natural Gas Steam Turbine | NG | FALSE | FALSE | FALSE | SB |  |  |  | 0 | 0 | FALSE | FALSE | FALSE | FALSE |  | 0 | FALSE | FALSE | 0 | 0 |  | 0 | 0 | 0 | 0 | 2 | 2015 | 2241^B-2 | 2241^B-2 | 2241^B-2
0 | 0 | 2241 | 2241^3 | combogen^2241^3 |  | B-3 | none | eia860.org | 0 |  | 0 | 0 | 0 | 0 |  | 0 | 0 | 0 | 0 |  | 0 | 0 | 0 | 0 |  | 0 | 0 | 0 | 0 |  | 0 | 0 | 0 | 0 |  | 0 | 0 | 0 | 4840.868 |  | 0 | 0 | 0 | 5955.712 |  | 0 | 1 | 0 | 0 |  | 0 | 0 | 0 | 0 |  | 0 | 0 | 0 | 0 |  | 0 | 0 | 0 | 0 |  | 0 | 0 | 0 | FALSE | removeChar | B-3 | B-3 | removeChar | FALSE | ST | ST | ST | NG | Natural Gas Steam Turbine | NG | FALSE | FALSE | FALSE | SB |  |  |  | 0 | 0 | FALSE | FALSE | FALSE | FALSE |  | 0 | FALSE | FALSE | 0 | 0 |  | 0 | 0 | 0 | 0 | 4 | 2015 | 2241^B-3 | 2241^B-3 | 2241^B-3
combogencoo_cool_type_key |  |  |  | 2015
manualEdit | Plant.Code | bogencoo | LAKE..OF..OC..RC. | RIVER..OF. | POND..OC..RC. | TOWER..RF..RI..RN. | DC | OS
0 | 2241 | combogencoo^2241^1 |  |  |  | 1
EIA_BocooAssoc |  |  |  | 2015
| Utility.ID | Utility.Name | Plant.Code | Plant.Name | Boiler.ID | Cooling.ID | Steam.Plant.Type
EIA_CoolingEnviroEquip |  |  |  | 2015
| Utility.ID | Utility.Name | Plant.Code | Plant.Name | State | Cooling.ID | Cooling.Status | Inservice.Month | Inservice.Year | Cooling.Type.1 | Cooling.Type.2 | Cooling.Type.3 | Cooling.Type.4 | Percent.Dry.Cooling | Cooling.Water.Source | Cooling.Water.Discharge | Water.Source.Code | Water.Type.Code | Intake.Rate.at.100...Gallons.per.Minute. | Chlorine.Inservice.Month | Chlorine.Inservice.Year | Pond.Inservice.Month | Pond.Inservice.Year | Pond.Surface.Area..Acres. | Pond.Volume..Acre.Feet. | Tower.Inservice.Month | Tower.Inservice.Year | Tower.Type.1 | Tower.Type.2 | Tower.Type.3 | Tower.Type.4 | Tower.Water.Rate..Gallons.per.Minute. | Power.Requirement..MW. | Cost.Total..Thousand.Dollars. | Cost.Ponds..Thousand.Dollars. | Cost.Towers..Thousand.Dollars. | Cost.Chlorine.Equipment..Thousand.Dollars. | Intake.Distance.Shore..Feet. | Outlet.Distance.Shore..Feet. | Intake.Distance.Surface..Feet. | Outlet.Distance.Surface..Feet. | Steam.Plant.Type
orig_sheet3_key |  |  |  | 2015
| plant_bo | bogen | Plant.Code
| 2241^B-1 | 2241^1 | 2241
| 2241^B-2 | 2241^2 | 2241
| 2241^B-3 | 2241^3 | 2241
auto_sheet3_flags |  |  |  | 2015
| Plant.Code | plant_bo | bogen | missing.from.923 | unmapped_but_in_923 | unmapped | Orphan.Boiler | Boiler.Status | Boiler.ID.NotIn.Assoc | missingPlant.assoc | missingPlant.boilerDesignData.860 | missingPlant.generation.data.923 | missingPlant.boilerFuelData.923 | flag.CACT.missingPair | missing.bf.923 | flag.ST.missing.bf.923 | flag.ST.missing.bf.923.unmapped | flag_RPM | flag_floatingGen | flag_BoilerRetired | flag_Boiler.Status | flag_923bogenCTonly | flagFuelHeat | flag_STassoc_CT_CS_CA | flag_CSassociation | flagFH_no_NG_January | flagNG_no_FH_January | flagFuelHeat_January | flagFH_no_NG_February | flagNG_no_FH_February | flagFuelHeat_February | flagFH_no_NG_March | flagNG_no_FH_March | flagFuelHeat_March | flagFH_no_NG_April | flagNG_no_FH_April | flagFuelHeat_April | flagFH_no_NG_May | flagNG_no_FH_May | flagFuelHeat_May | flagFH_no_NG_June | flagNG_no_FH_June | flagFuelHeat_June | flagFH_no_NG_July | flagNG_no_FH_July | flagFuelHeat_July | flagFH_no_NG_August | flagNG_no_FH_August | flagFuelHeat_August | flagFH_no_NG_September | flagNG_no_FH_September | flagFuelHeat_September | flagFH_no_NG_October | flagNG_no_FH_October | flagFuelHeat_October | flagFH_no_NG_November | flagNG_no_FH_November | flagFuelHeat_November | flagFH_no_NG_December | flagNG_no_FH_December | flagFuelHeat_December | flag_ManualPlant | flag_MisMatch
| 2241 | 2241^B-1 | 2241^1 | 0 | 0 | 0 | 0 | 0 | 0 | 0 | 0 | 0 | 0 | 0 | 0 | 0 | 0 | 0 | 0 | 0 | 0 | 0 | 0 | 0 | 0 | 0 | 0 | 0 | 0 | 0 | 0 | 0 | 0 | 0 | 0 | 0 | 0 | 0 | 0 | 0 | 0 | 0 | 0 | 0 | 0 | 0 | 0 | 0 | 0 | 0 | 0 | 0 | 0 | 0 | 0 | 0 | 0 | 0 | 0 | 0 | 0 | 0 | 1
| 2241 | 2241^B-2 | 2241^2 | 0 | 0 | 0 | 0 | 0 | 0 | 0 | 0 | 0 | 0 | 0 | 0 | 0 | 0 | 0 | 0 | 0 | 0 | 0 | 0 | 0 | 0 | 0 | 0 | 0 | 0 | 0 | 0 | 0 | 0 | 0 | 0 | 0 | 0 | 0 | 0 | 0 | 0 | 0 | 0 | 0 | 0 | 0 | 0 | 0 | 0 | 0 | 0 | 0 | 0 | 0 | 0 | 0 | 0 | 0 | 0 | 0 | 0 | 0 | 1
| 2241 | 2241^B-3 | 2241^3 | 0 | 0 | 0 | 0 | 0 | 0 | 0 | 0 | 0 | 0 | 0 | 0 | 0 | 0 | 0 | 0 | 0 | 0 | 0 | 0 | 0 | 0 | 0 | 0 | 0 | 0 | 0 | 0 | 0 | 0 | 0 | 0 | 0 | 0 | 0 | 0 | 0 | 0 | 0 | 0 | 0 | 0 | 0 | 1 | 0 | 0 | 0 | 0 | 0 | 0 | 0 | 0 | 0 | 0 | 0 | 0 | 0 | 0 | 0 | 1
auto_sheet3_key |  |  |  | 2015
manualBogenEdit | Plant.Code | bogen | Boiler.ID | Unit.Code | bga.source | Boiler.ID.Total.Fuel.Heat.January | PlantLine.Total.Fuel.Heat.January | flagNG_no_FH_January | flagFH_no_NG_January | flagFuelHeat_January | Boiler.ID.Total.Fuel.Heat.February | PlantLine.Total.Fuel.Heat.February | flagNG_no_FH_February | flagFH_no_NG_February | flagFuelHeat_February | Boiler.ID.Total.Fuel.Heat.March | PlantLine.Total.Fuel.Heat.March | flagNG_no_FH_March | flagFH_no_NG_March | flagFuelHeat_March | Boiler.ID.Total.Fuel.Heat.April | PlantLine.Total.Fuel.Heat.April | flagNG_no_FH_April | flagFH_no_NG_April | flagFuelHeat_April | Boiler.ID.Total.Fuel.Heat.May | PlantLine.Total.Fuel.Heat.May | flagNG_no_FH_May | flagFH_no_NG_May | flagFuelHeat_May | Boiler.ID.Total.Fuel.Heat.June | PlantLine.Total.Fuel.Heat.June | flagNG_no_FH_June | flagFH_no_NG_June | flagFuelHeat_June | Boiler.ID.Total.Fuel.Heat.July | PlantLine.Total.Fuel.Heat.July | flagNG_no_FH_July | flagFH_no_NG_July | flagFuelHeat_July | Boiler.ID.Total.Fuel.Heat.August | PlantLine.Total.Fuel.Heat.August | flagNG_no_FH_August | flagFH_no_NG_August | flagFuelHeat_August | Boiler.ID.Total.Fuel.Heat.September | PlantLine.Total.Fuel.Heat.September | flagNG_no_FH_September | flagFH_no_NG_September | flagFuelHeat_September | Boiler.ID.Total.Fuel.Heat.October | PlantLine.Total.Fuel.Heat.October | flagNG_no_FH_October | flagFH_no_NG_October | flagFuelHeat_October | Boiler.ID.Total.Fuel.Heat.November | PlantLine.Total.Fuel.Heat.November | flagNG_no_FH_November | flagFH_no_NG_November | flagFuelHeat_November | Boiler.ID.Total.Fuel.Heat.December | PlantLine.Total.Fuel.Heat.December | flagNG_no_FH_December | flagFH_no_NG_December | flagFuelHeat_December | missing.from.923 | flagBoiler.ID_assoc | orig_Boiler.ID_assoc | orig_Boiler.ID_bf.923 | flagBoiler.ID_bf.923 | missing.bf.923 | Reported.Prime.Mover_bf.923 | Reported.Prime.Mover_923 | Reported.Prime.Mover_860 | Reported.Fuel.Type.Code | Technology | Energy.Source.1 | unmapped_but_in_923 | unmapped | Orphan.Boiler | Boiler.Status | Boiler.Retirement.Year | Boiler.Retirement.Month | flag_BoilerRetired | flag_Boiler.Status | Boiler.ID.NotIn.Assoc | missingPlant.assoc | missingPlant.boilerDesignData.860 | missingPlant.generation.data.923 | missingPlant.boilerFuelData.923 | Reported.Prime.Mover_page1 | flag.ST.missing.bf.923 | flag.CACT.missingPair | flag_923bogenCTonly | flag.NGCC.badFuel | flag.ST.missing.bf.923.unmapped | flag_RPM | flag_floatingGen | flagFuelHeat | flag_STassoc_CT_CS_CA | flag_CSassociation | countFlags | YEAR | plant_bo | plant_bo_bf.923 | plant_bo_assoc | manualBogenEditFileName | manualBogenEditDateTime
0 | 2241 | 2241^1 | B-1 | none | eia860.org | 0 |  | 0 | 0 | 0 | 0 |  | 0 | 0 | 0 | 0 |  | 0 | 0 | 0 | 0 |  | 0 | 0 | 0 | 0 |  | 0 | 0 | 0 | 0 |  | 0 | 0 | 0 | 0 |  | 0 | 0 | 0 | 0 |  | 0 | 0 | 0 | 0 |  | 0 | 0 | 0 | 0 |  | 0 | 0 | 0 | 0 |  | 0 | 0 | 0 | 0 |  | 0 | 0 | 0 | FALSE | removeChar | B-1 | B-1 | removeChar | FALSE | ST | ST | ST | RFO | Natural Gas Steam Turbine | NG | FALSE | FALSE | FALSE | SB |  |  |  | 0 | 0 | FALSE | FALSE | FALSE | FALSE |  | 0 | FALSE | FALSE | 0 | 0 |  | 0 | 0 | 0 | 0 | 2 | 2015 | 2241^B-1 | 2241^B-1 | 2241^B-1
0 | 2241 | 2241^2 | B-2 | none | eia860.org | 0 |  | 0 | 0 | 0 | 0 |  | 0 | 0 | 0 | 0 |  | 0 | 0 | 0 | 0 |  | 0 | 0 | 0 | 0 |  | 0 | 0 | 0 | 0 |  | 0 | 0 | 0 | 0 |  | 0 | 0 | 0 | 0 |  | 0 | 0 | 0 | 0 |  | 0 | 0 | 0 | 0 |  | 0 | 0 | 0 | 0 |  | 0 | 0 | 0 | 0 |  | 0 | 0 | 0 | FALSE | removeChar | B-2 | B-2 | removeChar | FALSE | ST | ST | ST | RFO | Natural Gas Steam Turbine | NG | FALSE | FALSE | FALSE | SB |  |  |  | 0 | 0 | FALSE | FALSE | FALSE | FALSE |  | 0 | FALSE | FALSE | 0 | 0 |  | 0 | 0 | 0 | 0 | 2 | 2015 | 2241^B-2 | 2241^B-2 | 2241^B-2
0 | 2241 | 2241^3 | B-3 | none | eia860.org | 0 |  | 0 | 0 | 0 | 0 |  | 0 | 0 | 0 | 0 |  | 0 | 0 | 0 | 0 |  | 0 | 0 | 0 | 0 |  | 0 | 0 | 0 | 0 |  | 0 | 0 | 0 | 4840.868 |  | 0 | 0 | 0 | 5955.712 |  | 0 | 1 | 0 | 0 |  | 0 | 0 | 0 | 0 |  | 0 | 0 | 0 | 0 |  | 0 | 0 | 0 | 0 |  | 0 | 0 | 0 | FALSE | removeChar | B-3 | B-3 | removeChar | FALSE | ST | ST | ST | NG | Natural Gas Steam Turbine | NG | FALSE | FALSE | FALSE | SB |  |  |  | 0 | 0 | FALSE | FALSE | FALSE | FALSE |  | 0 | FALSE | FALSE | 0 | 0 |  | 0 | 0 | 0 | 0 | 4 | 2015 | 2241^B-3 | 2241^B-3 | 2241^B-3
orig_sheet4_key |  |  |  | 2015
| plant_gen | bogen | Plant.Code
| 2241^1 | 2241^1 | 2241
| 2241^2 | 2241^2 | 2241
| 2241^3 | 2241^3 | 2241
auto_sheet4_flags |  |  |  | 2015
| Plant.Code | plant_gen | bogen | missing.from.923 | Generator.Status | Orphan.Generator | unmapped_but_in_923 | unmapped | missingPlant.assoc | missingPlant.generator.data.860 | missingPlant.generation.data.923 | flag.CACT.missingPair | missing.bf.923 | missing.generation.data | flag.ST.missing.bf.923 | flag.ST.missing.bf.923.unmapped | flag_RPM | flag_floatingGen | flag_GeneratorRetired | flag_Generator.Status | flag_923bogenCTonly | flagFuelHeat | flag_STassoc_CT_CS_CA | flag_CSassociation | flagNetGenWithoutFuelHeat | flagFuelHeatWithoutNetGen | flagFH_no_NG_January | flagNG_no_FH_January | flagFuelHeat_January | flagFH_no_NG_February | flagNG_no_FH_February | flagFuelHeat_February | flagFH_no_NG_March | flagNG_no_FH_March | flagFuelHeat_March | flagFH_no_NG_April | flagNG_no_FH_April | flagFuelHeat_April | flagFH_no_NG_May | flagNG_no_FH_May | flagFuelHeat_May | flagFH_no_NG_June | flagNG_no_FH_June | flagFuelHeat_June | flagFH_no_NG_July | flagNG_no_FH_July | flagFuelHeat_July | flagFH_no_NG_August | flagNG_no_FH_August | flagFuelHeat_August | flagFH_no_NG_September | flagNG_no_FH_September | flagFuelHeat_September | flagFH_no_NG_October | flagNG_no_FH_October | flagFuelHeat_October | flagFH_no_NG_November | flagNG_no_FH_November | flagFuelHeat_November | flagFH_no_NG_December | flagNG_no_FH_December | flagFuelHeat_December | flag_ManualPlant | flag_MisMatch
| 2241 | 2241^1 | 2241^1 | 0 | 0 | 0 | 0 | 0 | 0 | 0 | 0 | 0 | 0 | 0 | 0 | 0 | 0 | 0 | 0 | 0 | 0 | 0 | 0 | 0 | 0 | 0 | 0 | 0 | 0 | 0 | 0 | 0 | 0 | 0 | 0 | 0 | 0 | 0 | 0 | 0 | 0 | 0 | 0 | 0 | 0 | 0 | 0 | 0 | 0 | 0 | 0 | 0 | 0 | 0 | 0 | 0 | 0 | 0 | 0 | 0 | 0 | 0 | 0 | 1
| 2241 | 2241^2 | 2241^2 | 0 | 0 | 0 | 0 | 0 | 0 | 0 | 0 | 0 | 0 | 0 | 0 | 0 | 0 | 0 | 0 | 0 | 0 | 0 | 0 | 0 | 0 | 0 | 0 | 0 | 0 | 0 | 0 | 0 | 0 | 0 | 0 | 0 | 0 | 0 | 0 | 0 | 0 | 0 | 0 | 0 | 0 | 0 | 0 | 0 | 0 | 0 | 0 | 0 | 0 | 0 | 0 | 0 | 0 | 0 | 0 | 0 | 0 | 0 | 0 | 1
| 2241 | 2241^3 | 2241^3 | 0 | 0 | 0 | 0 | 0 | 0 | 0 | 0 | 0 | 0 | 0 | 0 | 0 | 0 | 0 | 0 | 0 | 0 | 0 | 0 | 0 | 0 | 1 | 0 | 0 | 0 | 0 | 0 | 0 | 0 | 0 | 0 | 0 | 0 | 0 | 0 | 0 | 0 | 0 | 0 | 0 | 0 | 0 | 0 | 1 | 0 | 0 | 0 | 0 | 0 | 0 | 0 | 0 | 0 | 0 | 0 | 0 | 0 | 0 | 0 | 1
auto_sheet4_key |  |  |  | 2015
manualBogenEdit | Plant.Code | Generator.ID | bogen | Unit.Code | bga.source | Net.Generation.mwh | Generator.ID.Total.Net.Generation.January | PlantLine.Total.Fuel.Heat.January | PlantLine.Total.Net.Generation.January | flagNG_no_FH_January | flagFH_no_NG_January | flagFuelHeat_January | Generator.ID.Total.Net.Generation.February | PlantLine.Total.Fuel.Heat.February | PlantLine.Total.Net.Generation.February | flagNG_no_FH_February | flagFH_no_NG_February | flagFuelHeat_February | Generator.ID.Total.Net.Generation.March | PlantLine.Total.Fuel.Heat.March | PlantLine.Total.Net.Generation.March | flagNG_no_FH_March | flagFH_no_NG_March | flagFuelHeat_March | Generator.ID.Total.Net.Generation.April | PlantLine.Total.Fuel.Heat.April | PlantLine.Total.Net.Generation.April | flagNG_no_FH_April | flagFH_no_NG_April | flagFuelHeat_April | Generator.ID.Total.Net.Generation.May | PlantLine.Total.Fuel.Heat.May | PlantLine.Total.Net.Generation.May | flagNG_no_FH_May | flagFH_no_NG_May | flagFuelHeat_May | Generator.ID.Total.Net.Generation.June | PlantLine.Total.Fuel.Heat.June | PlantLine.Total.Net.Generation.June | flagNG_no_FH_June | flagFH_no_NG_June | flagFuelHeat_June | Generator.ID.Total.Net.Generation.July | PlantLine.Total.Fuel.Heat.July | PlantLine.Total.Net.Generation.July | flagNG_no_FH_July | flagFH_no_NG_July | flagFuelHeat_July | Generator.ID.Total.Net.Generation.August | PlantLine.Total.Fuel.Heat.August | PlantLine.Total.Net.Generation.August | flagNG_no_FH_August | flagFH_no_NG_August | flagFuelHeat_August | Generator.ID.Total.Net.Generation.September | PlantLine.Total.Fuel.Heat.September | PlantLine.Total.Net.Generation.September | flagNG_no_FH_September | flagFH_no_NG_September | flagFuelHeat_September | Generator.ID.Total.Net.Generation.October | PlantLine.Total.Fuel.Heat.October | PlantLine.Total.Net.Generation.October | flagNG_no_FH_October | flagFH_no_NG_October | flagFuelHeat_October | Generator.ID.Total.Net.Generation.November | PlantLine.Total.Fuel.Heat.November | PlantLine.Total.Net.Generation.November | flagNG_no_FH_November | flagFH_no_NG_November | flagFuelHeat_November | Generator.ID.Total.Net.Generation.December | PlantLine.Total.Fuel.Heat.December | PlantLine.Total.Net.Generation.December | flagNG_no_FH_December | flagFH_no_NG_December | flagFuelHeat_December | missing.from.923 | orig_Generator.ID_923 | flagGenerator.ID_923 | orig_Generator.ID_860 | flagGenerator.ID_860 | flagGenerator.ID_assoc | orig_Generator.ID_assoc | missing.bf.923 | Reported.Prime.Mover_bf.923 | Reported.Prime.Mover_923 | Reported.Prime.Mover_860 | Reported.Fuel.Type.Code | Technology | Energy.Source.1 | Generator.Status | Orphan.Generator | unmapped_but_in_923 | unmapped | flag_Generator.Status | Generator.Retirement.Year | Generator.Retirement.Month | flag_GeneratorRetired | missingPlant.assoc | missingPlant.generator.data.860 | missingPlant.generation.data.923 | Reported.Prime.Mover_page1 | flag.ST.missing.bf.923 | flag.CACT.missingPair | flag_923bogenCTonly | flag.NGCC.badFuel | flag.ST.missing.bf.923.unmapped | flag_RPM | flag_floatingGen | flagNetGenWithoutFuelHeat | flagFuelHeatWithoutNetGen | flagFuelHeat | flag_STassoc_CT_CS_CA | flag_CSassociation | countFlags | YEAR | plant_gen | plant_gen.923 | plant_gen.860 | plant_gen_assoc | missing.generation.data | manualBogenEditFileName | manualBogenEditDateTime
0 | 2241 | 1 | 2241^1 | none | eia860.org | -700 | -66 |  |  | 0 | 0 | 0 | -50 |  |  | 0 | 0 | 0 | -72 |  |  | 0 | 0 | 0 | -51 |  |  | 0 | 0 | 0 | -59 |  |  | 0 | 0 | 0 | -47 |  |  | 0 | 0 | 0 | -63 |  |  | 0 | 0 | 0 | -82 |  |  | 0 | 0 | 0 | -57 |  |  | 0 | 0 | 0 | -44 |  |  | 0 | 0 | 0 | -61 |  |  | 0 | 0 | 0 | -48 |  |  | 0 | 0 | 0 | FALSE | 1 | removeChar | 1 | removeChar | removeChar | 1 | FALSE | ST | ST | ST | RFO | Natural Gas Steam Turbine | NG | SB | FALSE | FALSE | FALSE | 0 |  |  |  | FALSE | FALSE | FALSE |  | 0 | FALSE | FALSE | 0 | 0 |  | 0 | 0 | 0 | 0 | 0 | 0 | 2 | 2015 | 2241^1 | 2241^1 | 2241^1 | 2241^1 | FALSE
0 | 2241 | 2 | 2241^2 | none | eia860.org | 0 | 0 |  |  | 0 | 0 | 0 | 0 |  |  | 0 | 0 | 0 | 0 |  |  | 0 | 0 | 0 | 0 |  |  | 0 | 0 | 0 | 0 |  |  | 0 | 0 | 0 | 0 |  |  | 0 | 0 | 0 | 0 |  |  | 0 | 0 | 0 | 0 |  |  | 0 | 0 | 0 | 0 |  |  | 0 | 0 | 0 | 0 |  |  | 0 | 0 | 0 | 0 |  |  | 0 | 0 | 0 | 0 |  |  | 0 | 0 | 0 | FALSE | 2 | removeChar | 2 | removeChar | removeChar | 2 | FALSE | ST | ST | ST | RFO | Natural Gas Steam Turbine | NG | SB | FALSE | FALSE | FALSE | 0 |  |  |  | FALSE | FALSE | FALSE |  | 0 | FALSE | FALSE | 0 | 0 |  | 0 | 0 | 0 | 0 | 0 | 0 | 2 | 2015 | 2241^2 | 2241^2 | 2241^2 | 2241^2 | FALSE
0 | 2241 | 3 | 2241^3 | none | eia860.org | -212 | -41 |  |  | 0 | 0 | 0 | -49 |  |  | 0 | 0 | 0 | -37 |  |  | 0 | 0 | 0 | -51 |  |  | 0 | 0 | 0 | -40 |  |  | 0 | 0 | 0 | -51 |  |  | 0 | 0 | 0 | 326 |  |  | 0 | 0 | 0 | -97 |  |  | 0 | 1 | 0 | -32 |  |  | 0 | 0 | 0 | -52 |  |  | 0 | 0 | 0 | -34 |  |  | 0 | 0 | 0 | -54 |  |  | 0 | 0 | 0 | FALSE | 3 | removeChar | 3 | removeChar | removeChar | 3 | FALSE | ST | ST | ST | NG | Natural Gas Steam Turbine | NG | SB | FALSE | FALSE | FALSE | 0 |  |  |  | FALSE | FALSE | FALSE |  | 0 | FALSE | FALSE | 0 | 0 |  | 0 | 0 | 1 | 0 | 0 | 0 | 4 | 2015 | 2241^3 | 2241^3 | 2241^3 | 2241^3 | FALSE
EIA_associationTable |  |  |  | 2015
| Utility.ID | Utility.Name | Plant.Code | Plant.Name | Boiler.ID | Generator.ID | Steam.Plant.Type
| 40606 | City of Grand Island - (NE) | 2241 | C W Burdick | B-1 | 1 | 2
| 40606 | City of Grand Island - (NE) | 2241 | C W Burdick | B-2 | 2 | 2
| 40606 | City of Grand Island - (NE) | 2241 | C W Burdick | B-3 | 3 | 2
generator.data.860 |  |  |  | 2015
| Utility.ID | Utility.Name | Plant.Code | Plant.Name | State | County | Generator.ID | Technology | Prime.Mover | Unit.Code | Ownership | Duct.Burners | Can.Bypass.Heat.Recovery.Steam.Generator. | RTO.ISO.LMP.Node.Designation | RTO.ISO.Location.Designation.for.Reporting.Wholesale.Sales.Data.to.FERC | Nameplate.Capacity..MW. | Nameplate.Power.Factor | Summer.Capacity..MW. | Winter.Capacity..MW. | Minimum.Load..MW. | Uprate.or.Derate.Completed.During.Year | Month.Uprate.or.Derate.Completed | Year.Uprate.or.Derate.Completed | Status | Synchronized.to.Transmission.Grid | Operating.Month | Operating.Year | Planned.Retirement.Month | Planned.Retirement.Year | Associated.with.Combined.Heat.and.Power.System | Sector.Name | Sector | Topping.or.Bottoming | Energy.Source.1 | Energy.Source.2 | Energy.Source.3 | Energy.Source.4 | Energy.Source.5 | Energy.Source.6 | Startup.Source.1 | Startup.Source.2 | Startup.Source.3 | Startup.Source.4 | Solid.Fuel.Gasification.System. | Carbon.Capture.Technology. | Turbines..Inverters..or.Hydrokinetic.Buoys | Time.from.Cold.Shutdown.to.Full.Load | Fluidized.Bed.Technology. | Pulverized.Coal.Technology. | Stoker.Technology. | Other.Combustion.Technology. | Subcritical.Technology. | Supercritical.Technology. | Ultrasupercritical.Technology. | Planned.Net.Summer.Capacity.Uprate..MW. | Planned.Net.Winter.Capacity.Uprate..MW. | Planned.Uprate.Month | Planned.Uprate.Year | Planned.Net.Summer.Capacity.Derate..MW. | Planned.Net.Winter.Capacity.Derate..MW. | Planned.Derate.Month | Planned.Derate.Year | Planned.New.Prime.Mover | Planned.Energy.Source.1 | Planned.New.Nameplate.Capacity..MW. | Planned.Repower.Month | Planned.Repower.Year | Other.Planned.Modifications. | Other.Modifications.Month | Other.Modifications.Year | Cofire.Fuels. | Switch.Between.Oil.and.Natural.Gas.
| 40606 | City of Grand Island - (NE) | 2241 | C W Burdick | NE | Hall | 1 | Natural Gas Steam Turbine | ST |  | S | X | X | NPPDGI-SUBHGRIS_BUR1_RA | NPPDGI_SUBHGRIS_BUR1_RA | 18.7 | 0.85 | 16.5 | 16.5 | 5 | N |  |  | SB | Y | 10 | 1957 |  |  | N | Electric Utility | 1 | X | NG | RFO | [8 empty] | N | N |  | 12H | [23 empty] | N | Y
| 40606 | City of Grand Island - (NE) | 2241 | C W Burdick | NE | Hall | 2 | Natural Gas Steam Turbine | ST |  | S | X | X | NPPDGI_SUBHGRIS_BUR2_RA | NPPDGI_SUBHGRIS_BUR2_RA | 24.9 | 0.85 | 22 | 22 | 5 | N |  |  | SB | Y | 8 | 1963 |  |  | N | Electric Utility | 1 | X | NG | RFO | [8 empty] | N | N |  | 12H | [23 empty] | N | Y
| 40606 | City of Grand Island - (NE) | 2241 | C W Burdick | NE | Hall | 3 | Natural Gas Steam Turbine | ST |  | S | X | X | NPPDGI_SUBHGRIS_BUR3_RA | NPPDGI_SUBHGRIS_BUR3_RA | 54.4 | 0.85 | 54 | 54 | 22 | N |  |  | SB | Y | 2 | 1972 |  |  | N | Electric Utility | 1 | X | NG | RFO | [8 empty] | N | N |  | 12H | [23 empty] | N | Y
| 40606 | City of Grand Island - (NE) | 2241 | C W Burdick | NE | Hall | GT1 | Natural Gas Fired Combustion Turbine | GT |  | S | X | X | NPPDGI_SUBHGRIS_GT1_RA | NPPDGI_SUBHGRIS_GT1_RA | 16 | 0.85 | 13.6 | 14.8 | 4 | N |  |  | OP | X | 3 | 1968 |  |  | N | Electric Utility | 1 | X | NG | DFO | [8 empty] | N | N |  | 1H | [23 empty] | Y | Y
| 40606 | City of Grand Island - (NE) | 2241 | C W Burdick | NE | Hall | GT2 | Natural Gas Fired Combustion Turbine | GT |  | S | X | X | NPPDGI_SUBHGRIS_GT2_RA | NPPDGI_SUBHGRIS_GT2_RA | 63.4 | 0.85 | 34 | 40 | 5 | N |  |  | OP | X | 4 | 2003 |  |  | N | Electric Utility | 1 | X | NG | DFO | [8 empty] | N | N |  | 1H | [23 empty] | N | Y
| 40606 | City of Grand Island - (NE) | 2241 | C W Burdick | NE | Hall | GT3 | Natural Gas Fired Combustion Turbine | GT |  | S | X | X | NPPDGI_SUBHGRIS_GT3_RA | NPPDGI_SUBHGRIS_GT3_RA | 63.4 | 0.85 | 34 | 40 | 5 | N |  |  | OP | X | 4 | 2003 |  |  | N | Electric Utility | 1 | X | NG | DFO | [8 empty] | N | N |  | 1H | [23 empty] | N | Y
retiredGenerators.860 |  |  |  | 2015
| Utility.ID | Utility.Name | Plant.Code | Plant.Name | State | County | Generator.ID | Technology | Prime.Mover | Unit.Code | Ownership | Duct.Burners | Can.Bypass.Heat.Recovery.Steam.Generator. | RTO.ISO.LMP.Node.Designation | RTO.ISO.Location.Designation.for.Reporting.Wholesale.Sales.Data.to.FERC | Nameplate.Capacity..MW. | Nameplate.Power.Factor | Summer.Capacity..MW. | Winter.Capacity..MW. | Minimum.Load..MW. | Uprate.or.Derate.Completed.During.Year | Month.Uprate.or.Derate.Completed | Year.Uprate.or.Derate.Completed | Status | Synchronized.to.Transmission.Grid | Operating.Month | Operating.Year | Retirement.Month | Retirement.Year | Associated.with.Combined.Heat.and.Power.System | Sector.Name | Sector | Topping.or.Bottoming | Energy.Source.1 | Energy.Source.2 | Energy.Source.3 | Energy.Source.4 | Energy.Source.5 | Energy.Source.6 | Startup.Source.1 | Startup.Source.2 | Startup.Source.3 | Startup.Source.4 | Solid.Fuel.Gasification.System. | Carbon.Capture.Technology. | Turbines..Inverters..or.Hydrokinetic.Buoys | Time.from.Cold.Shutdown.to.Full.Load | Fluidized.Bed.Technology. | Pulverized.Coal.Technology. | Stoker.Technology. | Other.Combustion.Technology. | Subcritical.Technology. | Supercritical.Technology. | Ultrasupercritical.Technology. | Cofire.Fuels. | Switch.Between.Oil.and.Natural.Gas.
Boiler_InfoDesign_Parameters.860 |  |  |  | 2015
| Utility.ID | Utility.Name | Plant.Code | Plant.Name | State | Boiler.ID | Boiler.Status | Type.of.Boiler | Inservice.Month | Inservice.Year | Retirement.Month | Retirement.Year | Firing.Type.1 | Firing.Type.2 | Firing.Type.3 | Max.Steam.Flow..Thousand.Pounds.per.Hour. | Firing.Rate.Using.Coal..0.1.Tons.per.Hour. | Firing.Rate.Using.Petroleum..0.1.Barrels.per.Hour. | Firing.Rate.Using.Gas..0.1.MCF.per.Hour. | Firing.Rate.Using.Other.Fuels | Waste.Heat.Input..Million.BTU.per.Hour. | Primary.Fuel.1 | Primary.Fuel.2 | Primary.Fuel.3 | Primary.Fuel.4 | Turndown.Ratio | Efficiency.100..Load | Efficiency.50..Load | Air.Flow.100..Load..Cubic.Feet.per.Minute. | Wet.Dry.Bottom | Fly.Ash.Reinjection | Steam.Plant.Type | missingData
| 40606 | City of Grand Island - (NE) | 2241 | C W Burdick | NE | B-1 | SB | N | 6 | 1957 | [21 empty] | 2 | 2
| 40606 | City of Grand Island - (NE) | 2241 | C W Burdick | NE | B-2 | SB | N | 6 | 1963 | [21 empty] | 2 | 2
| 40606 | City of Grand Island - (NE) | 2241 | C W Burdick | NE | B-3 | SB | N | 6 | 1972 | [21 empty] | 2 | 2
boilerFuelData_923 |  |  |  | 2015
| Plant.Code | Combined.Heat.And..Power.Plant | Plant.Name | Operator.Name | Operator.Id | Plant.State | Census.Region | NERC.Region | NAICS.Code | Sector.Number | Sector.Name | Boiler.ID | Reported.Prime.Mover | Reported.Fuel.Type.Code | Physical.Unit.Label | Quantity.Of.Fuel.Consumed.January | Quantity.Of.Fuel.Consumed.February | Quantity.Of.Fuel.Consumed.March | Quantity.Of.Fuel.Consumed.April | Quantity.Of.Fuel.Consumed.May | Quantity.Of.Fuel.Consumed.June | Quantity.Of.Fuel.Consumed.July | Quantity.Of.Fuel.Consumed.August | Quantity.Of.Fuel.Consumed.September | Quantity.Of.Fuel.Consumed.October | Quantity.Of.Fuel.Consumed.November | Quantity.Of.Fuel.Consumed.December | MMbtu.Per.Unit.January | MMbtu.Per.Unit.February | MMbtu.Per.Unit.March | MMbtu.Per.Unit.April | MMbtu.Per.Unit.May | MMbtu.Per.Unit.June | MMbtu.Per.Unit.July | MMbtu.Per.Unit.August | MMbtu.Per.Unit.September | MMbtu.Per.Unit.October | MMbtu.Per.Unit.November | MMbtu.Per.Unit.December | Sulfur.Content.January | Sulfur.Content.February | Sulfur.Content.March | Sulfur.Content.April | Sulfur.Content.May | Sulfur.Content.June | Sulfur.Content.July | Sulfur.Content.August | Sulfur.Content.September | Sulfur.Content.October | Sulfur.Content.November | Sulfur.Content.December | Ash.Content.January | Ash.Content.February | Ash.Content.March | Ash.Content.April | Ash.Content.May | Ash.Content.June | Ash.Content.July | Ash.Content.August | Ash.Content.September | Ash.Content.October | Ash.Content.November | Ash.Content.December | Total.Fuel.Consumption.Quantity | YEAR | missingData
| 2241 | N | C W Burdick | City of Grand Island - (NE) | 40606 | NE | WNC | MRO | 22 | 1 | Electric Utility | B-1 | ST | NG | Mcf | 0 | 0 | 0 | 0 | 0 | 0 | 0 | 0 | 0 | 0 | 0 | 0 | 0 | 0 | 0 | 0 | 0 | 0 | 0 | 0 | 0 | 0 | 0 | 0 | 0 | 0 | 0 | 0 | 0 | 0 | 0 | 0 | 0 | 0 | 0 | 0 | 0 | 0 | 0 | 0 | 0 | 0 | 0 | 0 | 0 | 0 | 0 | 0 | 0 | 2015 | 0
| 2241 | N | C W Burdick | City of Grand Island - (NE) | 40606 | NE | WNC | MRO | 22 | 1 | Electric Utility | B-1 | ST | RFO | barrels | 0 | 0 | 0 | 0 | 0 | 0 | 0 | 0 | 0 | 0 | 0 | 0 | 0 | 0 | 0 | 0 | 0 | 0 | 0 | 0 | 0 | 0 | 0 | 0 | 0 | 0 | 0 | 0 | 0 | 0 | 0 | 0 | 0 | 0 | 0 | 0 | 0 | 0 | 0 | 0 | 0 | 0 | 0 | 0 | 0 | 0 | 0 | 0 | 0 | 2015 | 0
| 2241 | N | C W Burdick | City of Grand Island - (NE) | 40606 | NE | WNC | MRO | 22 | 1 | Electric Utility | B-2 | ST | NG | Mcf | 0 | 0 | 0 | 0 | 0 | 0 | 0 | 0 | 0 | 0 | 0 | 0 | 0 | 0 | 0 | 0 | 0 | 0 | 0 | 0 | 0 | 0 | 0 | 0 | 0 | 0 | 0 | 0 | 0 | 0 | 0 | 0 | 0 | 0 | 0 | 0 | 0 | 0 | 0 | 0 | 0 | 0 | 0 | 0 | 0 | 0 | 0 | 0 | 0 | 2015 | 0
| 2241 | N | C W Burdick | City of Grand Island - (NE) | 40606 | NE | WNC | MRO | 22 | 1 | Electric Utility | B-2 | ST | RFO | barrels | 0 | 0 | 0 | 0 | 0 | 0 | 0 | 0 | 0 | 0 | 0 | 0 | 0 | 0 | 0 | 0 | 0 | 0 | 0 | 0 | 0 | 0 | 0 | 0 | 0 | 0 | 0 | 0 | 0 | 0 | 0 | 0 | 0 | 0 | 0 | 0 | 0 | 0 | 0 | 0 | 0 | 0 | 0 | 0 | 0 | 0 | 0 | 0 | 0 | 2015 | 0
| 2241 | N | C W Burdick | City of Grand Island - (NE) | 40606 | NE | WNC | MRO | 22 | 1 | Electric Utility | B-3 | ST | NG | Mcf | 0 | 0 | 0 | 0 | 0 | 0 | 4474 | 5474 | 0 | 0 | 0 | 0 | 0 | 0 | 0 | 0 | 0 | 0 | 1.082 | 1.088 | 0 | 0 | 0 | 0 | 0 | 0 | 0 | 0 | 0 | 0 | 0 | 0 | 0 | 0 | 0 | 0 | 0 | 0 | 0 | 0 | 0 | 0 | 0 | 0 | 0 | 0 | 0 | 0 | 9948 | 2015 | 0
| 2241 | N | C W Burdick | City of Grand Island - (NE) | 40606 | NE | WNC | MRO | 22 | 1 | Electric Utility | B-3 | ST | RFO | barrels | 0 | 0 | 0 | 0 | 0 | 0 | 0 | 0 | 0 | 0 | 0 | 0 | 0 | 0 | 0 | 0 | 0 | 0 | 0 | 0 | 0 | 0 | 0 | 0 | 0 | 0 | 0 | 0 | 0 | 0 | 0 | 0 | 0 | 0 | 0 | 0 | 0 | 0 | 0 | 0 | 0 | 0 | 0 | 0 | 0 | 0 | 0 | 0 | 0 | 2015 | 0
generation.data.923 |  |  |  | 2015
| Plant.Code | Combined.Heat.And.Power.Plant | Plant.Name | Operator.Name | Operator.Id | Plant.State | Census.Region | NERC.Region | NAICS.Code | Sector.Number | Sector.Name | Generator.ID | Reported.Prime.Mover | Net.Generation.January | Net.Generation.February | Net.Generation.March | Net.Generation.April | Net.Generation.May | Net.Generation.June | Net.Generation.July | Net.Generation.August | Net.Generation.September | Net.Generation.October | Net.Generation.November | Net.Generation.December | Net.Generation.Year.To.Date | YEAR | missingData
| 2241 | N | C W Burdick | City of Grand Island - (NE) | 40606 | NE | WNC | MRO | 22 | 1 | Electric Utility | 3 | ST | -41 | -49 | -37 | -51 | -40 | -51 | 326 | -97 | -32 | -52 | -34 | -54 | -212 | 2015 | 0
| 2241 | N | C W Burdick | City of Grand Island - (NE) | 40606 | NE | WNC | MRO | 22 | 1 | Electric Utility | 1 | ST | -66 | -50 | -72 | -51 | -59 | -47 | -63 | -82 | -57 | -44 | -61 | -48 | -700 | 2015 | 0
| 2241 | N | C W Burdick | City of Grand Island - (NE) | 40606 | NE | WNC | MRO | 22 | 1 | Electric Utility | 2 | ST | 0 | 0 | 0 | 0 | 0 | 0 | 0 | 0 | 0 | 0 | 0 | 0 | 0 | 2015 | 0
page1GenFuelData.923 |  |  |  | 2015
| Plant.Code | Combined.Heat.And.Power.Plant | Nuclear.Unit.Id | Plant.Name | Operator.Name | Operator.Id | Plant.State | Census.Region | NERC.Region | Reserved | NAICS.Code | EIA.Sector.Number | Sector.Name | Reported.Prime.Mover | Reported.Fuel.Type.Code | AER.Fuel.Type.Code | Reserved.1 | Reserved.2 | Physical.Unit.Label | Quantity.January | Quantity.February | Quantity.March | Quantity.April | Quantity.May | Quantity.June | Quantity.July | Quantity.August | Quantity.September | Quantity.October | Quantity.November | Quantity.December | Elec_Quantity.January | Elec_Quantity.February | Elec_Quantity.March | Elec_Quantity.April | Elec_Quantity.May | Elec_Quantity.June | Elec_Quantity.July | Elec_Quantity.August | Elec_Quantity.September | Elec_Quantity.October | Elec_Quantity.November | Elec_Quantity.December | MMBtuPer_Unit.January | MMBtuPer_Unit.February | MMBtuPer_Unit.March | MMBtuPer_Unit.April | MMBtuPer_Unit.May | MMBtuPer_Unit.June | MMBtuPer_Unit.July | MMBtuPer_Unit.August | MMBtuPer_Unit.September | MMBtuPer_Unit.October | MMBtuPer_Unit.November | MMBtuPer_Unit.December | Tot_MMBtu.January | Tot_MMBtu.February | Tot_MMBtu.March | Tot_MMBtu.April | Tot_MMBtu.May | Tot_MMBtu.June | Tot_MMBtu.July | Tot_MMBtu.August | Tot_MMBtu.September | Tot_MMBtu.October | Tot_MMBtu.November | Tot_MMBtu.December | Elec_MMBtu.January | Elec_MMBtu.February | Elec_MMBtu.March | Elec_MMBtu.April | Elec_MMBtu.May | Elec_MMBtu.June | Elec_MMBtu.July | Elec_MMBtu.August | Elec_MMBtu.September | Elec_MMBtu.October | Elec_MMBtu.November | Elec_MMBtu.December | Netgen.January | Netgen.February | Netgen.March | Netgen.April | Netgen.May | Netgen.June | Netgen.July | Netgen.August | Netgen.September | Netgen.October | Netgen.November | Netgen.December | Total.Fuel.Consumption.Quantity | Electric.Fuel.Consumption.Quantity | Total.Fuel.Consumption.MMBtu | Elec.Fuel.Consumption.MMBtu | Net.Generation..Megawatthours. | YEAR | missingData
| 2241 | N | . | C W Burdick | City of Grand Island - (NE) | 40606 | NE | WNC | MRO |  | 22 | 1 | Electric Utility | GT | DFO | DFO |  |  | barrels | 1 | 0 | 3 | 1 | 0 | 0 | 8 | 3 | 8 | 5 | 2 | 0 | 1 | 0 | 3 | 1 | 0 | 0 | 8 | 3 | 8 | 5 | 2 | 0 | 5.88 | 0 | 5.88 | 5.88 | 0 | 0 | 5.88 | 5.88 | 5.88 | 5.88 | 5.88 | 0 | 6 | 0 | 18 | 6 | 0 | 0 | 47 | 18 | 47 | 29 | 12 | 0 | 6 | 0 | 18 | 6 | 0 | 0 | 47 | 18 | 47 | 29 | 12 | 0 | -1.315 | 0 | -1.652 | -5.496 | -28.019 | 0 | 1.152 | 0.463 | -3.937 | -6.537 | -0.516 | 0 | 31 | 31 | 183 | 183 | -45.857 | 2015 | 0
| 2241 | N | . | C W Burdick | City of Grand Island - (NE) | 40606 | NE | WNC | MRO |  | 22 | 1 | Electric Utility | GT | NG | NG |  |  | mcf | 761 | 626 | 967 | 128 | 0 | 833 | 3050 | 2259 | 731 | 385 | 1500 | 74 | 761 | 626 | 967 | 128 | 0 | 833 | 3050 | 2259 | 731 | 385 | 1500 | 74 | 1.044 | 1.047 | 1.108 | 1.074 | 0 | 1.028 | 1.082 | 1.088 | 1.047 | 1.045 | 1.102 | 1.09 | 794 | 655 | 1071 | 137 | 0 | 856 | 3300 | 2458 | 765 | 402 | 1653 | 81 | 794 | 655 | 1071 | 137 | 0 | 856 | 3300 | 2458 | 765 | 402 | 1653 | 81 | -177.685 | -175 | -100.348 | -128.504 | -90.981 | -65 | 80.848 | 64.537 | -64.063 | -89.463 | -72.484 | -197 | 11314 | 11314 | 12172 | 12172 | -1015.143 | 2015 | 0
| 2241 | N | . | C W Burdick | City of Grand Island - (NE) | 40606 | NE | WNC | MRO |  | 22 | 1 | Electric Utility | ST | NG | NG |  |  | mcf | 0 | 0 | 0 | 0 | 0 | 0 | 4474 | 5474 | 0 | 0 | 0 | 0 | 0 | 0 | 0 | 0 | 0 | 0 | 4474 | 5474 | 0 | 0 | 0 | 0 | 0 | 0 | 0 | 0 | 0 | 0 | 1.082 | 1.088 | 0 | 0 | 0 | 0 | 0 | 0 | 0 | 0 | 0 | 0 | 4841 | 5956 | 0 | 0 | 0 | 0 | 0 | 0 | 0 | 0 | 0 | 0 | 4841 | 5956 | 0 | 0 | 0 | 0 | -107 | -99 | -109 | -102 | -99 | -98 | 263 | -179 | -89 | -96 | -95 | -102 | 9948 | 9948 | 10797 | 10797 | -912 | 2015 | 0
| 2241 | N | . | C W Burdick | City of Grand Island - (NE) | 40606 | NE | WNC | MRO |  | 22 | 1 | Electric Utility | ST | RFO | RFO |  |  | barrels | 0 | 0 | 0 | 0 | 0 | 0 | 0 | 0 | 0 | 0 | 0 | 0 | 0 | 0 | 0 | 0 | 0 | 0 | 0 | 0 | 0 | 0 | 0 | 0 | 0 | 0 | 0 | 0 | 0 | 0 | 0 | 0 | 0 | 0 | 0 | 0 | 0 | 0 | 0 | 0 | 0 | 0 | 0 | 0 | 0 | 0 | 0 | 0 | 0 | 0 | 0 | 0 | 0 | 0 | 0 | 0 | 0 | 0 | 0 | 0 | 0 | 0 | 0 | 0 | 0 | 0 | 0 | 0 | 0 | 0 | 0 | 0 | 0 | 0 | 0 | 0 | 0 | 2015 | 0
FuelHeatByLine |  |  |  | 2015
| Plant.Code | Boiler.ID | bogen | Reported.Prime.Mover_bf.923 | Reported.Fuel.Type.Code | Fuel.Heat.January | Fuel.Heat.February | Fuel.Heat.March | Fuel.Heat.April | Fuel.Heat.May | Fuel.Heat.June | Fuel.Heat.July | Fuel.Heat.August | Fuel.Heat.September | Fuel.Heat.October | Fuel.Heat.November | Fuel.Heat.December | YEAR
| 2241 | B-1 | 2241^1 | ST | RFO | 0 | 0 | 0 | 0 | 0 | 0 | 0 | 0 | 0 | 0 | 0 | 0 | 2015
| 2241 | B-1 | 2241^1 | ST | NG | 0 | 0 | 0 | 0 | 0 | 0 | 0 | 0 | 0 | 0 | 0 | 0 | 2015
| 2241 | B-2 | 2241^2 | ST | RFO | 0 | 0 | 0 | 0 | 0 | 0 | 0 | 0 | 0 | 0 | 0 | 0 | 2015
| 2241 | B-2 | 2241^2 | ST | NG | 0 | 0 | 0 | 0 | 0 | 0 | 0 | 0 | 0 | 0 | 0 | 0 | 2015
| 2241 | B-3 | 2241^3 | ST | NG | 0 | 0 | 0 | 0 | 0 | 0 | 4840.868 | 5955.712 | 0 | 0 | 0 | 0 | 2015
| 2241 | B-3 | 2241^3 | ST | RFO | 0 | 0 | 0 | 0 | 0 | 0 | 0 | 0 | 0 | 0 | 0 | 0 | 2015
NetGenByLine |  |  |  | 2015
| Plant.Code | Generator.ID | bogen | Reported.Prime.Mover | Net.Generation.Year.To.Date | Net.Generation.January | Net.Generation.February | Net.Generation.March | Net.Generation.April | Net.Generation.May | Net.Generation.June | Net.Generation.July | Net.Generation.August | Net.Generation.September | Net.Generation.October | Net.Generation.November | Net.Generation.December | YEAR
| 2241 | 1 | 2241^1 | ST | -700 | -66 | -50 | -72 | -51 | -59 | -47 | -63 | -82 | -57 | -44 | -61 | -48 | 2015
| 2241 | 2 | 2241^2 | ST | 0 | 0 | 0 | 0 | 0 | 0 | 0 | 0 | 0 | 0 | 0 | 0 | 0 | 2015
| 2241 | 3 | 2241^3 | ST | -212 | -41 | -49 | -37 | -51 | -40 | -51 | 326 | -97 | -32 | -52 | -34 | -54 | 2015
FuelHeatByBoilerID |  |  |  | 2015
| Plant.Code | Boiler.ID | bogen | Reported.Prime.Mover_bf.923 | flagFuelHeat | Boiler.ID.Total.Fuel.Heat.January | Boiler.ID.Total.Fuel.Heat.February | Boiler.ID.Total.Fuel.Heat.March | Boiler.ID.Total.Fuel.Heat.April | Boiler.ID.Total.Fuel.Heat.May | Boiler.ID.Total.Fuel.Heat.June | Boiler.ID.Total.Fuel.Heat.July | Boiler.ID.Total.Fuel.Heat.August | Boiler.ID.Total.Fuel.Heat.September | Boiler.ID.Total.Fuel.Heat.October | Boiler.ID.Total.Fuel.Heat.November | Boiler.ID.Total.Fuel.Heat.December | YEAR
| 2241 | B-1 | 2241^1 | ST | 0 | 0 | 0 | 0 | 0 | 0 | 0 | 0 | 0 | 0 | 0 | 0 | 0 | 2015
| 2241 | B-2 | 2241^2 | ST | 0 | 0 | 0 | 0 | 0 | 0 | 0 | 0 | 0 | 0 | 0 | 0 | 0 | 2015
| 2241 | B-3 | 2241^3 | ST | 0 | 0 | 0 | 0 | 0 | 0 | 0 | 4840.868 | 5955.712 | 0 | 0 | 0 | 0 | 2015
NetGenByGeneratorID |  |  |  | 2015
| Plant.Code | Generator.ID | bogen | Reported.Prime.Mover_923 | Net.Generation.mwh | Generator.ID.Total.Net.Generation.January | Generator.ID.Total.Net.Generation.February | Generator.ID.Total.Net.Generation.March | Generator.ID.Total.Net.Generation.April | Generator.ID.Total.Net.Generation.May | Generator.ID.Total.Net.Generation.June | Generator.ID.Total.Net.Generation.July | Generator.ID.Total.Net.Generation.August | Generator.ID.Total.Net.Generation.September | Generator.ID.Total.Net.Generation.October | Generator.ID.Total.Net.Generation.November | Generator.ID.Total.Net.Generation.December | YEAR
| 2241 | 1 | 2241^1 | ST | -700 | -66 | -50 | -72 | -51 | -59 | -47 | -63 | -82 | -57 | -44 | -61 | -48 | 2015
| 2241 | 2 | 2241^2 | ST | 0 | 0 | 0 | 0 | 0 | 0 | 0 | 0 | 0 | 0 | 0 | 0 | 0 | 2015
| 2241 | 3 | 2241^3 | ST | -212 | -41 | -49 | -37 | -51 | -40 | -51 | 326 | -97 | -32 | -52 | -34 | -54 | 2015
FuelHeatByBogen |  |  |  | 2015
| Plant.Code | blankCol | bogen | Reported.Prime.Mover_bf.923 | flagFuelHeat | Bogen.Total.Fuel.Heat.January | Bogen.Total.Fuel.Heat.February | Bogen.Total.Fuel.Heat.March | Bogen.Total.Fuel.Heat.April | Bogen.Total.Fuel.Heat.May | Bogen.Total.Fuel.Heat.June | Bogen.Total.Fuel.Heat.July | Bogen.Total.Fuel.Heat.August | Bogen.Total.Fuel.Heat.September | Bogen.Total.Fuel.Heat.October | Bogen.Total.Fuel.Heat.November | Bogen.Total.Fuel.Heat.December | YEAR
| 2241 |  | 2241^1 | ST | 0 | 0 | 0 | 0 | 0 | 0 | 0 | 0 | 0 | 0 | 0 | 0 | 0 | 2015
| 2241 |  | 2241^2 | ST | 0 | 0 | 0 | 0 | 0 | 0 | 0 | 0 | 0 | 0 | 0 | 0 | 0 | 2015
| 2241 |  | 2241^3 | ST | 0 | 0 | 0 | 0 | 0 | 0 | 0 | 4840.868 | 5955.712 | 0 | 0 | 0 | 0 | 2015
NetGenByBogen |  |  |  | 2015
| Plant.Code | blankCol | bogen | Reported.Prime.Mover_923 | Net.Generation.mwh | Bogen.Total.Net.Generation.January | Bogen.Total.Net.Generation.February | Bogen.Total.Net.Generation.March | Bogen.Total.Net.Generation.April | Bogen.Total.Net.Generation.May | Bogen.Total.Net.Generation.June | Bogen.Total.Net.Generation.July | Bogen.Total.Net.Generation.August | Bogen.Total.Net.Generation.September | Bogen.Total.Net.Generation.October | Bogen.Total.Net.Generation.November | Bogen.Total.Net.Generation.December | YEAR
| 2241 |  | 2241^1 | ST | -700 | -66 | -50 | -72 | -51 | -59 | -47 | -63 | -82 | -57 | -44 | -61 | -48 | 2015
| 2241 |  | 2241^2 | ST | 0 | 0 | 0 | 0 | 0 | 0 | 0 | 0 | 0 | 0 | 0 | 0 | 0 | 2015
| 2241 |  | 2241^3 | ST | -212 | -41 | -49 | -37 | -51 | -40 | -51 | 326 | -97 | -32 | -52 | -34 | -54 | 2015
ThermalEfficiencyByBogen |  |  |  | 2015
| Plant.Code | blankCol | bogen | Reported.Prime.Mover_923 | Net.Generation.mwh | ThermalEfficiency.January | ThermalEfficiency.February | ThermalEfficiency.March | ThermalEfficiency.April | ThermalEfficiency.May | ThermalEfficiency.June | ThermalEfficiency.July | ThermalEfficiency.August | ThermalEfficiency.September | ThermalEfficiency.October | ThermalEfficiency.November | ThermalEfficiency.December | YEAR
| 2241 |  | 2241^1 | ST | -700 | 0 | 0 | 0 | 0 | 0 | 0 | 0 | 0 | 0 | 0 | 0 | 0 | 2015
| 2241 |  | 2241^2 | ST | 0 | 0 | 0 | 0 | 0 | 0 | 0 | 0 | 0 | 0 | 0 | 0 | 0 | 2015
| 2241 |  | 2241^3 | ST | -212 | 0 | 0 | 0 | 0 | 0 | 0 | 0.22978 | -0.055573 | 0 | 0 | 0 | 0 | 2015

## 2244
2015 | Plant.Code | orig_bogencoo.key | auto_bogencoo.key | combogencoo_cool_type_key | EIA_BocooAssoc | EIA_CoolingEnviroEquip | orig_sheet3_key | auto_sheet3_flags | auto_sheet3_key | orig_sheet4_key | auto_sheet4_flags | auto_sheet4_key | EIA_associationTable | generator.data.860 | retiredGenerators.860 | Boiler_InfoDesign_Parameters.860 | boilerFuelData_923 | generation.data.923 | page1GenFuelData.923 | FuelHeatByLine | NetGenByLine | FuelHeatByBoilerID | NetGenByGeneratorID | FuelHeatByBogen | NetGenByBogen | ThermalEfficiencyByBogen
| 2244 | 0 | 2 | 1 | 0 | 0 | 2 | 2 | 2 | 2 | 2 | 2 | 2 | 2 | 0 | 2 | 4 | 2 | 2 | 4 | 2 | 2 | 2 | 2 | 2 | 2
orig_bogencoo.key |  |  |  | 2015
| combogen | combogencoo | Plant.Code
auto_bogencoo.key |  |  |  | 2015
manualEdit | manualBogenEdit | Plant.Code | Bogen | combogen | combogencoo | Boiler.ID | Unit.Code | bga.source | Boiler.ID.Total.Fuel.Heat.January | PlantLine.Total.Fuel.Heat.January | flagNG_no_FH_January | flagFH_no_NG_January | flagFuelHeat_January | Boiler.ID.Total.Fuel.Heat.February | PlantLine.Total.Fuel.Heat.February | flagNG_no_FH_February | flagFH_no_NG_February | flagFuelHeat_February | Boiler.ID.Total.Fuel.Heat.March | PlantLine.Total.Fuel.Heat.March | flagNG_no_FH_March | flagFH_no_NG_March | flagFuelHeat_March | Boiler.ID.Total.Fuel.Heat.April | PlantLine.Total.Fuel.Heat.April | flagNG_no_FH_April | flagFH_no_NG_April | flagFuelHeat_April | Boiler.ID.Total.Fuel.Heat.May | PlantLine.Total.Fuel.Heat.May | flagNG_no_FH_May | flagFH_no_NG_May | flagFuelHeat_May | Boiler.ID.Total.Fuel.Heat.June | PlantLine.Total.Fuel.Heat.June | flagNG_no_FH_June | flagFH_no_NG_June | flagFuelHeat_June | Boiler.ID.Total.Fuel.Heat.July | PlantLine.Total.Fuel.Heat.July | flagNG_no_FH_July | flagFH_no_NG_July | flagFuelHeat_July | Boiler.ID.Total.Fuel.Heat.August | PlantLine.Total.Fuel.Heat.August | flagNG_no_FH_August | flagFH_no_NG_August | flagFuelHeat_August | Boiler.ID.Total.Fuel.Heat.September | PlantLine.Total.Fuel.Heat.September | flagNG_no_FH_September | flagFH_no_NG_September | flagFuelHeat_September | Boiler.ID.Total.Fuel.Heat.October | PlantLine.Total.Fuel.Heat.October | flagNG_no_FH_October | flagFH_no_NG_October | flagFuelHeat_October | Boiler.ID.Total.Fuel.Heat.November | PlantLine.Total.Fuel.Heat.November | flagNG_no_FH_November | flagFH_no_NG_November | flagFuelHeat_November | Boiler.ID.Total.Fuel.Heat.December | PlantLine.Total.Fuel.Heat.December | flagNG_no_FH_December | flagFH_no_NG_December | flagFuelHeat_December | missing.from.923 | flagBoiler.ID_assoc | orig_Boiler.ID_assoc | orig_Boiler.ID_bf.923 | flagBoiler.ID_bf.923 | missing.bf.923 | Reported.Prime.Mover_bf.923 | Reported.Prime.Mover_923 | Reported.Prime.Mover_860 | Reported.Fuel.Type.Code | Technology | Energy.Source.1 | unmapped_but_in_923 | unmapped | Orphan.Boiler | Boiler.Status | Boiler.Retirement.Year | Boiler.Retirement.Month | flag_BoilerRetired | flag_Boiler.Status | Boiler.ID.NotIn.Assoc | missingPlant.assoc | missingPlant.boilerDesignData.860 | missingPlant.generation.data.923 | missingPlant.boilerFuelData.923 | Reported.Prime.Mover_page1 | flag.ST.missing.bf.923 | flag.CACT.missingPair | flag_923bogenCTonly | flag.NGCC.badFuel | flag.ST.missing.bf.923.unmapped | flag_RPM | flag_floatingGen | flagFuelHeat | flag_STassoc_CT_CS_CA | flag_CSassociation | countFlags | YEAR | plant_bo | plant_bo_bf.923 | plant_bo_assoc | Utility.ID | Utility.Name | Plant.Name | Cooling.ID | Steam.Plant.Type | flagBoiler.ID_bocoo | orig_Boiler.ID_bocoo | manualBogenEditFileName | manualBogenEditDateTime
0 | 0 | 2244 | 2244^1 | combogen^2244^1 |  | 4 | none | eia860.org | 0 |  | 0 | 0 | 0 | 0 |  | 0 | 0 | 0 | 0 |  | 0 | 0 | 0 | 0 |  | 0 | 0 | 0 | 0 |  | 0 | 0 | 0 | 0 |  | 0 | 0 | 0 | 0 |  | 0 | 0 | 0 | 2834.533 |  | 0 | 0 | 0 | 0 |  | 0 | 0 | 0 | 0 |  | 0 | 0 | 0 | 48.99 |  | 0 | 1 | 0 | 0 |  | 0 | 0 | 0 | FALSE | removeChar | 4 | 4 | removeChar | FALSE | ST | ST | ST | NG | Natural Gas Steam Turbine | NG | FALSE | FALSE | FALSE | SB |  |  |  | 0 | 0 | FALSE | FALSE | FALSE | FALSE |  | 0 | FALSE | FALSE | 0 | 0 |  | 0 | 0 | 0 | 0 | 4 | 2015 | 2244^4 | 2244^4 | 2244^4
0 | 0 | 2244 | 2244^2 | combogen^2244^2 |  | 5 | none | eia860.org | 0 |  | 0 | 0 | 0 | 0 |  | 0 | 0 | 0 | 0 |  | 0 | 0 | 0 | 0 |  | 0 | 0 | 0 | 10.59 |  | 0 | 0 | 0 | 10.64 |  | 0 | 0 | 0 | 0 |  | 0 | 0 | 0 | 3821.624 |  | 0 | 0 | 0 | 33.573 |  | 0 | 1 | 0 | 0 |  | 0 | 0 | 0 | 0 |  | 0 | 0 | 0 | 0 |  | 0 | 0 | 0 | FALSE | removeChar | 5 | 5 | removeChar | FALSE | ST | ST | ST | NG | Natural Gas Steam Turbine | NG | FALSE | FALSE | FALSE | SB |  |  |  | 0 | 0 | FALSE | FALSE | FALSE | FALSE |  | 0 | FALSE | FALSE | 0 | 0 |  | 0 | 0 | 0 | 0 | 4 | 2015 | 2244^5 | 2244^5 | 2244^5
combogencoo_cool_type_key |  |  |  | 2015
manualEdit | Plant.Code | bogencoo | LAKE..OF..OC..RC. | RIVER..OF. | POND..OC..RC. | TOWER..RF..RI..RN. | DC | OS
0 | 2244 | combogencoo^2244^1 |  |  |  | 1
EIA_BocooAssoc |  |  |  | 2015
| Utility.ID | Utility.Name | Plant.Code | Plant.Name | Boiler.ID | Cooling.ID | Steam.Plant.Type
EIA_CoolingEnviroEquip |  |  |  | 2015
| Utility.ID | Utility.Name | Plant.Code | Plant.Name | State | Cooling.ID | Cooling.Status | Inservice.Month | Inservice.Year | Cooling.Type.1 | Cooling.Type.2 | Cooling.Type.3 | Cooling.Type.4 | Percent.Dry.Cooling | Cooling.Water.Source | Cooling.Water.Discharge | Water.Source.Code | Water.Type.Code | Intake.Rate.at.100...Gallons.per.Minute. | Chlorine.Inservice.Month | Chlorine.Inservice.Year | Pond.Inservice.Month | Pond.Inservice.Year | Pond.Surface.Area..Acres. | Pond.Volume..Acre.Feet. | Tower.Inservice.Month | Tower.Inservice.Year | Tower.Type.1 | Tower.Type.2 | Tower.Type.3 | Tower.Type.4 | Tower.Water.Rate..Gallons.per.Minute. | Power.Requirement..MW. | Cost.Total..Thousand.Dollars. | Cost.Ponds..Thousand.Dollars. | Cost.Towers..Thousand.Dollars. | Cost.Chlorine.Equipment..Thousand.Dollars. | Intake.Distance.Shore..Feet. | Outlet.Distance.Shore..Feet. | Intake.Distance.Surface..Feet. | Outlet.Distance.Surface..Feet. | Steam.Plant.Type
orig_sheet3_key |  |  |  | 2015
| plant_bo | bogen | Plant.Code
| 2244^4 | 2244^1 | 2244
| 2244^5 | 2244^2 | 2244
auto_sheet3_flags |  |  |  | 2015
| Plant.Code | plant_bo | bogen | missing.from.923 | unmapped_but_in_923 | unmapped | Orphan.Boiler | Boiler.Status | Boiler.ID.NotIn.Assoc | missingPlant.assoc | missingPlant.boilerDesignData.860 | missingPlant.generation.data.923 | missingPlant.boilerFuelData.923 | flag.CACT.missingPair | missing.bf.923 | flag.ST.missing.bf.923 | flag.ST.missing.bf.923.unmapped | flag_RPM | flag_floatingGen | flag_BoilerRetired | flag_Boiler.Status | flag_923bogenCTonly | flagFuelHeat | flag_STassoc_CT_CS_CA | flag_CSassociation | flagFH_no_NG_January | flagNG_no_FH_January | flagFuelHeat_January | flagFH_no_NG_February | flagNG_no_FH_February | flagFuelHeat_February | flagFH_no_NG_March | flagNG_no_FH_March | flagFuelHeat_March | flagFH_no_NG_April | flagNG_no_FH_April | flagFuelHeat_April | flagFH_no_NG_May | flagNG_no_FH_May | flagFuelHeat_May | flagFH_no_NG_June | flagNG_no_FH_June | flagFuelHeat_June | flagFH_no_NG_July | flagNG_no_FH_July | flagFuelHeat_July | flagFH_no_NG_August | flagNG_no_FH_August | flagFuelHeat_August | flagFH_no_NG_September | flagNG_no_FH_September | flagFuelHeat_September | flagFH_no_NG_October | flagNG_no_FH_October | flagFuelHeat_October | flagFH_no_NG_November | flagNG_no_FH_November | flagFuelHeat_November | flagFH_no_NG_December | flagNG_no_FH_December | flagFuelHeat_December | flag_ManualPlant | flag_MisMatch
| 2244 | 2244^4 | 2244^1 | 0 | 0 | 0 | 0 | 0 | 0 | 0 | 0 | 0 | 0 | 0 | 0 | 0 | 0 | 0 | 0 | 0 | 0 | 0 | 0 | 0 | 0 | 0 | 0 | 0 | 0 | 0 | 0 | 0 | 0 | 0 | 0 | 0 | 0 | 0 | 0 | 0 | 0 | 0 | 0 | 0 | 0 | 0 | 0 | 0 | 0 | 0 | 0 | 0 | 0 | 0 | 0 | 1 | 0 | 0 | 0 | 0 | 0 | 0 | 1
| 2244 | 2244^5 | 2244^2 | 0 | 0 | 0 | 0 | 0 | 0 | 0 | 0 | 0 | 0 | 0 | 0 | 0 | 0 | 0 | 0 | 0 | 0 | 0 | 0 | 0 | 0 | 0 | 0 | 0 | 0 | 0 | 0 | 0 | 0 | 0 | 0 | 0 | 0 | 0 | 0 | 0 | 0 | 0 | 0 | 0 | 0 | 0 | 0 | 0 | 0 | 1 | 0 | 0 | 0 | 0 | 0 | 0 | 0 | 0 | 0 | 0 | 0 | 0 | 1
auto_sheet3_key |  |  |  | 2015
manualBogenEdit | Plant.Code | bogen | Boiler.ID | Unit.Code | bga.source | Boiler.ID.Total.Fuel.Heat.January | PlantLine.Total.Fuel.Heat.January | flagNG_no_FH_January | flagFH_no_NG_January | flagFuelHeat_January | Boiler.ID.Total.Fuel.Heat.February | PlantLine.Total.Fuel.Heat.February | flagNG_no_FH_February | flagFH_no_NG_February | flagFuelHeat_February | Boiler.ID.Total.Fuel.Heat.March | PlantLine.Total.Fuel.Heat.March | flagNG_no_FH_March | flagFH_no_NG_March | flagFuelHeat_March | Boiler.ID.Total.Fuel.Heat.April | PlantLine.Total.Fuel.Heat.April | flagNG_no_FH_April | flagFH_no_NG_April | flagFuelHeat_April | Boiler.ID.Total.Fuel.Heat.May | PlantLine.Total.Fuel.Heat.May | flagNG_no_FH_May | flagFH_no_NG_May | flagFuelHeat_May | Boiler.ID.Total.Fuel.Heat.June | PlantLine.Total.Fuel.Heat.June | flagNG_no_FH_June | flagFH_no_NG_June | flagFuelHeat_June | Boiler.ID.Total.Fuel.Heat.July | PlantLine.Total.Fuel.Heat.July | flagNG_no_FH_July | flagFH_no_NG_July | flagFuelHeat_July | Boiler.ID.Total.Fuel.Heat.August | PlantLine.Total.Fuel.Heat.August | flagNG_no_FH_August | flagFH_no_NG_August | flagFuelHeat_August | Boiler.ID.Total.Fuel.Heat.September | PlantLine.Total.Fuel.Heat.September | flagNG_no_FH_September | flagFH_no_NG_September | flagFuelHeat_September | Boiler.ID.Total.Fuel.Heat.October | PlantLine.Total.Fuel.Heat.October | flagNG_no_FH_October | flagFH_no_NG_October | flagFuelHeat_October | Boiler.ID.Total.Fuel.Heat.November | PlantLine.Total.Fuel.Heat.November | flagNG_no_FH_November | flagFH_no_NG_November | flagFuelHeat_November | Boiler.ID.Total.Fuel.Heat.December | PlantLine.Total.Fuel.Heat.December | flagNG_no_FH_December | flagFH_no_NG_December | flagFuelHeat_December | missing.from.923 | flagBoiler.ID_assoc | orig_Boiler.ID_assoc | orig_Boiler.ID_bf.923 | flagBoiler.ID_bf.923 | missing.bf.923 | Reported.Prime.Mover_bf.923 | Reported.Prime.Mover_923 | Reported.Prime.Mover_860 | Reported.Fuel.Type.Code | Technology | Energy.Source.1 | unmapped_but_in_923 | unmapped | Orphan.Boiler | Boiler.Status | Boiler.Retirement.Year | Boiler.Retirement.Month | flag_BoilerRetired | flag_Boiler.Status | Boiler.ID.NotIn.Assoc | missingPlant.assoc | missingPlant.boilerDesignData.860 | missingPlant.generation.data.923 | missingPlant.boilerFuelData.923 | Reported.Prime.Mover_page1 | flag.ST.missing.bf.923 | flag.CACT.missingPair | flag_923bogenCTonly | flag.NGCC.badFuel | flag.ST.missing.bf.923.unmapped | flag_RPM | flag_floatingGen | flagFuelHeat | flag_STassoc_CT_CS_CA | flag_CSassociation | countFlags | YEAR | plant_bo | plant_bo_bf.923 | plant_bo_assoc | manualBogenEditFileName | manualBogenEditDateTime
0 | 2244 | 2244^1 | 4 | none | eia860.org | 0 |  | 0 | 0 | 0 | 0 |  | 0 | 0 | 0 | 0 |  | 0 | 0 | 0 | 0 |  | 0 | 0 | 0 | 0 |  | 0 | 0 | 0 | 0 |  | 0 | 0 | 0 | 0 |  | 0 | 0 | 0 | 2834.533 |  | 0 | 0 | 0 | 0 |  | 0 | 0 | 0 | 0 |  | 0 | 0 | 0 | 48.99 |  | 0 | 1 | 0 | 0 |  | 0 | 0 | 0 | FALSE | removeChar | 4 | 4 | removeChar | FALSE | ST | ST | ST | NG | Natural Gas Steam Turbine | NG | FALSE | FALSE | FALSE | SB |  |  |  | 0 | 0 | FALSE | FALSE | FALSE | FALSE |  | 0 | FALSE | FALSE | 0 | 0 |  | 0 | 0 | 0 | 0 | 4 | 2015 | 2244^4 | 2244^4 | 2244^4
0 | 2244 | 2244^2 | 5 | none | eia860.org | 0 |  | 0 | 0 | 0 | 0 |  | 0 | 0 | 0 | 0 |  | 0 | 0 | 0 | 0 |  | 0 | 0 | 0 | 10.59 |  | 0 | 0 | 0 | 10.64 |  | 0 | 0 | 0 | 0 |  | 0 | 0 | 0 | 3821.624 |  | 0 | 0 | 0 | 33.573 |  | 0 | 1 | 0 | 0 |  | 0 | 0 | 0 | 0 |  | 0 | 0 | 0 | 0 |  | 0 | 0 | 0 | FALSE | removeChar | 5 | 5 | removeChar | FALSE | ST | ST | ST | NG | Natural Gas Steam Turbine | NG | FALSE | FALSE | FALSE | SB |  |  |  | 0 | 0 | FALSE | FALSE | FALSE | FALSE |  | 0 | FALSE | FALSE | 0 | 0 |  | 0 | 0 | 0 | 0 | 4 | 2015 | 2244^5 | 2244^5 | 2244^5
orig_sheet4_key |  |  |  | 2015
| plant_gen | bogen | Plant.Code
| 2244^4 | 2244^1 | 2244
| 2244^5 | 2244^2 | 2244
auto_sheet4_flags |  |  |  | 2015
| Plant.Code | plant_gen | bogen | missing.from.923 | Generator.Status | Orphan.Generator | unmapped_but_in_923 | unmapped | missingPlant.assoc | missingPlant.generator.data.860 | missingPlant.generation.data.923 | flag.CACT.missingPair | missing.bf.923 | missing.generation.data | flag.ST.missing.bf.923 | flag.ST.missing.bf.923.unmapped | flag_RPM | flag_floatingGen | flag_GeneratorRetired | flag_Generator.Status | flag_923bogenCTonly | flagFuelHeat | flag_STassoc_CT_CS_CA | flag_CSassociation | flagNetGenWithoutFuelHeat | flagFuelHeatWithoutNetGen | flagFH_no_NG_January | flagNG_no_FH_January | flagFuelHeat_January | flagFH_no_NG_February | flagNG_no_FH_February | flagFuelHeat_February | flagFH_no_NG_March | flagNG_no_FH_March | flagFuelHeat_March | flagFH_no_NG_April | flagNG_no_FH_April | flagFuelHeat_April | flagFH_no_NG_May | flagNG_no_FH_May | flagFuelHeat_May | flagFH_no_NG_June | flagNG_no_FH_June | flagFuelHeat_June | flagFH_no_NG_July | flagNG_no_FH_July | flagFuelHeat_July | flagFH_no_NG_August | flagNG_no_FH_August | flagFuelHeat_August | flagFH_no_NG_September | flagNG_no_FH_September | flagFuelHeat_September | flagFH_no_NG_October | flagNG_no_FH_October | flagFuelHeat_October | flagFH_no_NG_November | flagNG_no_FH_November | flagFuelHeat_November | flagFH_no_NG_December | flagNG_no_FH_December | flagFuelHeat_December | flag_ManualPlant | flag_MisMatch
| 2244 | 2244^4 | 2244^1 | 0 | 0 | 0 | 0 | 0 | 0 | 0 | 0 | 0 | 0 | 0 | 0 | 0 | 0 | 0 | 0 | 0 | 0 | 0 | 0 | 0 | 0 | 1 | 0 | 0 | 0 | 0 | 0 | 0 | 0 | 0 | 0 | 0 | 0 | 0 | 0 | 0 | 0 | 0 | 0 | 0 | 0 | 0 | 0 | 0 | 0 | 0 | 0 | 0 | 0 | 0 | 0 | 0 | 1 | 0 | 0 | 0 | 0 | 0 | 0 | 1
| 2244 | 2244^5 | 2244^2 | 0 | 0 | 0 | 0 | 0 | 0 | 0 | 0 | 0 | 0 | 0 | 0 | 0 | 0 | 0 | 0 | 0 | 0 | 0 | 0 | 0 | 0 | 1 | 0 | 0 | 0 | 0 | 0 | 0 | 0 | 0 | 0 | 0 | 0 | 0 | 0 | 0 | 0 | 0 | 0 | 0 | 0 | 0 | 0 | 0 | 0 | 0 | 1 | 0 | 0 | 0 | 0 | 0 | 0 | 0 | 0 | 0 | 0 | 0 | 0 | 1
auto_sheet4_key |  |  |  | 2015
manualBogenEdit | Plant.Code | Generator.ID | bogen | Unit.Code | bga.source | Net.Generation.mwh | Generator.ID.Total.Net.Generation.January | PlantLine.Total.Fuel.Heat.January | PlantLine.Total.Net.Generation.January | flagNG_no_FH_January | flagFH_no_NG_January | flagFuelHeat_January | Generator.ID.Total.Net.Generation.February | PlantLine.Total.Fuel.Heat.February | PlantLine.Total.Net.Generation.February | flagNG_no_FH_February | flagFH_no_NG_February | flagFuelHeat_February | Generator.ID.Total.Net.Generation.March | PlantLine.Total.Fuel.Heat.March | PlantLine.Total.Net.Generation.March | flagNG_no_FH_March | flagFH_no_NG_March | flagFuelHeat_March | Generator.ID.Total.Net.Generation.April | PlantLine.Total.Fuel.Heat.April | PlantLine.Total.Net.Generation.April | flagNG_no_FH_April | flagFH_no_NG_April | flagFuelHeat_April | Generator.ID.Total.Net.Generation.May | PlantLine.Total.Fuel.Heat.May | PlantLine.Total.Net.Generation.May | flagNG_no_FH_May | flagFH_no_NG_May | flagFuelHeat_May | Generator.ID.Total.Net.Generation.June | PlantLine.Total.Fuel.Heat.June | PlantLine.Total.Net.Generation.June | flagNG_no_FH_June | flagFH_no_NG_June | flagFuelHeat_June | Generator.ID.Total.Net.Generation.July | PlantLine.Total.Fuel.Heat.July | PlantLine.Total.Net.Generation.July | flagNG_no_FH_July | flagFH_no_NG_July | flagFuelHeat_July | Generator.ID.Total.Net.Generation.August | PlantLine.Total.Fuel.Heat.August | PlantLine.Total.Net.Generation.August | flagNG_no_FH_August | flagFH_no_NG_August | flagFuelHeat_August | Generator.ID.Total.Net.Generation.September | PlantLine.Total.Fuel.Heat.September | PlantLine.Total.Net.Generation.September | flagNG_no_FH_September | flagFH_no_NG_September | flagFuelHeat_September | Generator.ID.Total.Net.Generation.October | PlantLine.Total.Fuel.Heat.October | PlantLine.Total.Net.Generation.October | flagNG_no_FH_October | flagFH_no_NG_October | flagFuelHeat_October | Generator.ID.Total.Net.Generation.November | PlantLine.Total.Fuel.Heat.November | PlantLine.Total.Net.Generation.November | flagNG_no_FH_November | flagFH_no_NG_November | flagFuelHeat_November | Generator.ID.Total.Net.Generation.December | PlantLine.Total.Fuel.Heat.December | PlantLine.Total.Net.Generation.December | flagNG_no_FH_December | flagFH_no_NG_December | flagFuelHeat_December | missing.from.923 | orig_Generator.ID_923 | flagGenerator.ID_923 | orig_Generator.ID_860 | flagGenerator.ID_860 | flagGenerator.ID_assoc | orig_Generator.ID_assoc | missing.bf.923 | Reported.Prime.Mover_bf.923 | Reported.Prime.Mover_923 | Reported.Prime.Mover_860 | Reported.Fuel.Type.Code | Technology | Energy.Source.1 | Generator.Status | Orphan.Generator | unmapped_but_in_923 | unmapped | flag_Generator.Status | Generator.Retirement.Year | Generator.Retirement.Month | flag_GeneratorRetired | missingPlant.assoc | missingPlant.generator.data.860 | missingPlant.generation.data.923 | Reported.Prime.Mover_page1 | flag.ST.missing.bf.923 | flag.CACT.missingPair | flag_923bogenCTonly | flag.NGCC.badFuel | flag.ST.missing.bf.923.unmapped | flag_RPM | flag_floatingGen | flagNetGenWithoutFuelHeat | flagFuelHeatWithoutNetGen | flagFuelHeat | flag_STassoc_CT_CS_CA | flag_CSassociation | countFlags | YEAR | plant_gen | plant_gen.923 | plant_gen.860 | plant_gen_assoc | missing.generation.data | manualBogenEditFileName | manualBogenEditDateTime
0 | 2244 | 4 | 2244^1 | none | eia860.org | -410 | -80 |  |  | 0 | 0 | 0 | -99 |  |  | 0 | 0 | 0 | -33 |  |  | 0 | 0 | 0 | -49 |  |  | 0 | 0 | 0 | -28 |  |  | 0 | 0 | 0 | -15 |  |  | 0 | 0 | 0 | -18 |  |  | 0 | 0 | 0 | 144 |  |  | 0 | 0 | 0 | -32 |  |  | 0 | 0 | 0 | -34 |  |  | 0 | 0 | 0 | -67 |  |  | 0 | 1 | 0 | -99 |  |  | 0 | 0 | 0 | FALSE | 4 | removeChar | 4 | removeChar | removeChar | 4 | FALSE | ST | ST | ST | NG | Natural Gas Steam Turbine | NG | SB | FALSE | FALSE | FALSE | 0 |  |  |  | FALSE | FALSE | FALSE |  | 0 | FALSE | FALSE | 0 | 0 |  | 0 | 0 | 1 | 0 | 0 | 0 | 4 | 2015 | 2244^4 | 2244^4 | 2244^4 | 2244^4 | FALSE
0 | 2244 | 5 | 2244^2 | none | eia860.org | -120 | -52 |  |  | 0 | 0 | 0 | -66 |  |  | 0 | 0 | 0 | 0 |  |  | 0 | 0 | 0 | 0 |  |  | 0 | 0 | 0 | 0 |  |  | 0 | 0 | 0 | 0 |  |  | 0 | 0 | 0 | 0 |  |  | 0 | 0 | 0 | 233 |  |  | 0 | 0 | 0 | -34 |  |  | 0 | 1 | 0 | -34 |  |  | 0 | 0 | 0 | -65 |  |  | 0 | 0 | 0 | -102 |  |  | 0 | 0 | 0 | FALSE | 5 | removeChar | 5 | removeChar | removeChar | 5 | FALSE | ST | ST | ST | NG | Natural Gas Steam Turbine | NG | SB | FALSE | FALSE | FALSE | 0 |  |  |  | FALSE | FALSE | FALSE |  | 0 | FALSE | FALSE | 0 | 0 |  | 0 | 0 | 1 | 0 | 0 | 0 | 4 | 2015 | 2244^5 | 2244^5 | 2244^5 | 2244^5 | FALSE
EIA_associationTable |  |  |  | 2015
| Utility.ID | Utility.Name | Plant.Code | Plant.Name | Boiler.ID | Generator.ID | Steam.Plant.Type
| 8245 | City of Hastings - (NE) | 2244 | North Denver | 4 | 4 | 2
| 8245 | City of Hastings - (NE) | 2244 | North Denver | 5 | 5 | 2
generator.data.860 |  |  |  | 2015
| Utility.ID | Utility.Name | Plant.Code | Plant.Name | State | County | Generator.ID | Technology | Prime.Mover | Unit.Code | Ownership | Duct.Burners | Can.Bypass.Heat.Recovery.Steam.Generator. | RTO.ISO.LMP.Node.Designation | RTO.ISO.Location.Designation.for.Reporting.Wholesale.Sales.Data.to.FERC | Nameplate.Capacity..MW. | Nameplate.Power.Factor | Summer.Capacity..MW. | Winter.Capacity..MW. | Minimum.Load..MW. | Uprate.or.Derate.Completed.During.Year | Month.Uprate.or.Derate.Completed | Year.Uprate.or.Derate.Completed | Status | Synchronized.to.Transmission.Grid | Operating.Month | Operating.Year | Planned.Retirement.Month | Planned.Retirement.Year | Associated.with.Combined.Heat.and.Power.System | Sector.Name | Sector | Topping.or.Bottoming | Energy.Source.1 | Energy.Source.2 | Energy.Source.3 | Energy.Source.4 | Energy.Source.5 | Energy.Source.6 | Startup.Source.1 | Startup.Source.2 | Startup.Source.3 | Startup.Source.4 | Solid.Fuel.Gasification.System. | Carbon.Capture.Technology. | Turbines..Inverters..or.Hydrokinetic.Buoys | Time.from.Cold.Shutdown.to.Full.Load | Fluidized.Bed.Technology. | Pulverized.Coal.Technology. | Stoker.Technology. | Other.Combustion.Technology. | Subcritical.Technology. | Supercritical.Technology. | Ultrasupercritical.Technology. | Planned.Net.Summer.Capacity.Uprate..MW. | Planned.Net.Winter.Capacity.Uprate..MW. | Planned.Uprate.Month | Planned.Uprate.Year | Planned.Net.Summer.Capacity.Derate..MW. | Planned.Net.Winter.Capacity.Derate..MW. | Planned.Derate.Month | Planned.Derate.Year | Planned.New.Prime.Mover | Planned.Energy.Source.1 | Planned.New.Nameplate.Capacity..MW. | Planned.Repower.Month | Planned.Repower.Year | Other.Planned.Modifications. | Other.Modifications.Month | Other.Modifications.Year | Cofire.Fuels. | Switch.Between.Oil.and.Natural.Gas.
| 8245 | City of Hastings - (NE) | 2244 | North Denver | NE | Adams | 4 | Natural Gas Steam Turbine | ST |  | S | X | X |  |  | 17 | 0.85 | 16 | 16 | 6 | N |  |  | SB | Y | 12 | 1957 |  |  | N | Electric Utility | 1 | X | NG | DFO |  |  |  |  | NG |  |  |  | N | N |  | OVER | [20 empty] | N |  |  | N | N
| 8245 | City of Hastings - (NE) | 2244 | North Denver | NE | Adams | 5 | Natural Gas Steam Turbine | ST |  | S | X | X |  |  | 22 | 0.85 | 25 | 25 | 7 | N |  |  | SB | Y | 10 | 1967 |  |  | N | Electric Utility | 1 | X | NG | DFO |  |  |  |  | NG |  |  |  | N | N |  | OVER | [20 empty] | N |  |  | N | N
retiredGenerators.860 |  |  |  | 2015
| Utility.ID | Utility.Name | Plant.Code | Plant.Name | State | County | Generator.ID | Technology | Prime.Mover | Unit.Code | Ownership | Duct.Burners | Can.Bypass.Heat.Recovery.Steam.Generator. | RTO.ISO.LMP.Node.Designation | RTO.ISO.Location.Designation.for.Reporting.Wholesale.Sales.Data.to.FERC | Nameplate.Capacity..MW. | Nameplate.Power.Factor | Summer.Capacity..MW. | Winter.Capacity..MW. | Minimum.Load..MW. | Uprate.or.Derate.Completed.During.Year | Month.Uprate.or.Derate.Completed | Year.Uprate.or.Derate.Completed | Status | Synchronized.to.Transmission.Grid | Operating.Month | Operating.Year | Retirement.Month | Retirement.Year | Associated.with.Combined.Heat.and.Power.System | Sector.Name | Sector | Topping.or.Bottoming | Energy.Source.1 | Energy.Source.2 | Energy.Source.3 | Energy.Source.4 | Energy.Source.5 | Energy.Source.6 | Startup.Source.1 | Startup.Source.2 | Startup.Source.3 | Startup.Source.4 | Solid.Fuel.Gasification.System. | Carbon.Capture.Technology. | Turbines..Inverters..or.Hydrokinetic.Buoys | Time.from.Cold.Shutdown.to.Full.Load | Fluidized.Bed.Technology. | Pulverized.Coal.Technology. | Stoker.Technology. | Other.Combustion.Technology. | Subcritical.Technology. | Supercritical.Technology. | Ultrasupercritical.Technology. | Cofire.Fuels. | Switch.Between.Oil.and.Natural.Gas.
Boiler_InfoDesign_Parameters.860 |  |  |  | 2015
| Utility.ID | Utility.Name | Plant.Code | Plant.Name | State | Boiler.ID | Boiler.Status | Type.of.Boiler | Inservice.Month | Inservice.Year | Retirement.Month | Retirement.Year | Firing.Type.1 | Firing.Type.2 | Firing.Type.3 | Max.Steam.Flow..Thousand.Pounds.per.Hour. | Firing.Rate.Using.Coal..0.1.Tons.per.Hour. | Firing.Rate.Using.Petroleum..0.1.Barrels.per.Hour. | Firing.Rate.Using.Gas..0.1.MCF.per.Hour. | Firing.Rate.Using.Other.Fuels | Waste.Heat.Input..Million.BTU.per.Hour. | Primary.Fuel.1 | Primary.Fuel.2 | Primary.Fuel.3 | Primary.Fuel.4 | Turndown.Ratio | Efficiency.100..Load | Efficiency.50..Load | Air.Flow.100..Load..Cubic.Feet.per.Minute. | Wet.Dry.Bottom | Fly.Ash.Reinjection | Steam.Plant.Type | missingData
| 8245 | City of Hastings - (NE) | 2244 | North Denver | NE | 4 | SB | N | 6 | 1957 | [21 empty] | 2 | 2
| 8245 | City of Hastings - (NE) | 2244 | North Denver | NE | 5 | SB | N | 6 | 1957 | [21 empty] | 2 | 2
boilerFuelData_923 |  |  |  | 2015
| Plant.Code | Combined.Heat.And..Power.Plant | Plant.Name | Operator.Name | Operator.Id | Plant.State | Census.Region | NERC.Region | NAICS.Code | Sector.Number | Sector.Name | Boiler.ID | Reported.Prime.Mover | Reported.Fuel.Type.Code | Physical.Unit.Label | Quantity.Of.Fuel.Consumed.January | Quantity.Of.Fuel.Consumed.February | Quantity.Of.Fuel.Consumed.March | Quantity.Of.Fuel.Consumed.April | Quantity.Of.Fuel.Consumed.May | Quantity.Of.Fuel.Consumed.June | Quantity.Of.Fuel.Consumed.July | Quantity.Of.Fuel.Consumed.August | Quantity.Of.Fuel.Consumed.September | Quantity.Of.Fuel.Consumed.October | Quantity.Of.Fuel.Consumed.November | Quantity.Of.Fuel.Consumed.December | MMbtu.Per.Unit.January | MMbtu.Per.Unit.February | MMbtu.Per.Unit.March | MMbtu.Per.Unit.April | MMbtu.Per.Unit.May | MMbtu.Per.Unit.June | MMbtu.Per.Unit.July | MMbtu.Per.Unit.August | MMbtu.Per.Unit.September | MMbtu.Per.Unit.October | MMbtu.Per.Unit.November | MMbtu.Per.Unit.December | Sulfur.Content.January | Sulfur.Content.February | Sulfur.Content.March | Sulfur.Content.April | Sulfur.Content.May | Sulfur.Content.June | Sulfur.Content.July | Sulfur.Content.August | Sulfur.Content.September | Sulfur.Content.October | Sulfur.Content.November | Sulfur.Content.December | Ash.Content.January | Ash.Content.February | Ash.Content.March | Ash.Content.April | Ash.Content.May | Ash.Content.June | Ash.Content.July | Ash.Content.August | Ash.Content.September | Ash.Content.October | Ash.Content.November | Ash.Content.December | Total.Fuel.Consumption.Quantity | YEAR | missingData
| 2244 | N | North Denver | City of Hastings - (NE) | 8245 | NE | WNC | MRO | 22 | 1 | Electric Utility | 4 | ST | DFO | barrels | 0 | 0 | 0 | 0 | 0 | 0 | 0 | 0 | 0 | 0 | 0 | 0 | 0 | 0 | 0 | 0 | 0 | 0 | 0 | 0 | 0 | 0 | 0 | 0 | 0 | 0 | 0 | 0 | 0 | 0 | 0 | 0 | 0 | 0 | 0 | 0 | 0 | 0 | 0 | 0 | 0 | 0 | 0 | 0 | 0 | 0 | 0 | 0 | 0 | 2015 | 0
| 2244 | N | North Denver | City of Hastings - (NE) | 8245 | NE | WNC | MRO | 22 | 1 | Electric Utility | 4 | ST | NG | Mcf | 0 | 0 | 0 | 0 | 0 | 0 | 0 | 2627 | 0 | 0 | 46 | 0 | 0 | 0 | 0 | 0 | 0 | 0 | 0 | 1.079 | 0 | 0 | 1.065 | 0 | 0 | 0 | 0 | 0 | 0 | 0 | 0 | 0 | 0 | 0 | 0 | 0 | 0 | 0 | 0 | 0 | 0 | 0 | 0 | 0 | 0 | 0 | 0 | 0 | 2673 | 2015 | 0
| 2244 | N | North Denver | City of Hastings - (NE) | 8245 | NE | WNC | MRO | 22 | 1 | Electric Utility | 5 | ST | DFO | barrels | 0 | 0 | 0 | 0 | 0 | 0 | 0 | 0 | 0 | 0 | 0 | 0 | 0 | 0 | 0 | 0 | 0 | 0 | 0 | 0 | 0 | 0 | 0 | 0 | 0 | 0 | 0 | 0 | 0 | 0 | 0 | 0 | 0 | 0 | 0 | 0 | 0 | 0 | 0 | 0 | 0 | 0 | 0 | 0 | 0 | 0 | 0 | 0 | 0 | 2015 | 0
| 2244 | N | North Denver | City of Hastings - (NE) | 8245 | NE | WNC | MRO | 22 | 1 | Electric Utility | 5 | ST | NG | Mcf | 0 | 0 | 0 | 0 | 10 | 10 | 0 | 3532 | 31 | 0 | 0 | 0 | 0 | 0 | 0 | 0 | 1.059 | 1.064 | 0 | 1.082 | 1.083 | 0 | 0 | 0 | 0 | 0 | 0 | 0 | 0 | 0 | 0 | 0 | 0 | 0 | 0 | 0 | 0 | 0 | 0 | 0 | 0 | 0 | 0 | 0 | 0 | 0 | 0 | 0 | 3583 | 2015 | 0
generation.data.923 |  |  |  | 2015
| Plant.Code | Combined.Heat.And.Power.Plant | Plant.Name | Operator.Name | Operator.Id | Plant.State | Census.Region | NERC.Region | NAICS.Code | Sector.Number | Sector.Name | Generator.ID | Reported.Prime.Mover | Net.Generation.January | Net.Generation.February | Net.Generation.March | Net.Generation.April | Net.Generation.May | Net.Generation.June | Net.Generation.July | Net.Generation.August | Net.Generation.September | Net.Generation.October | Net.Generation.November | Net.Generation.December | Net.Generation.Year.To.Date | YEAR | missingData
| 2244 | N | North Denver | City of Hastings - (NE) | 8245 | NE | WNC | MRO | 22 | 1 | Electric Utility | 4 | ST | -80 | -99 | -33 | -49 | -28 | -15 | -18 | 144 | -32 | -34 | -67 | -99 | -410 | 2015 | 0
| 2244 | N | North Denver | City of Hastings - (NE) | 8245 | NE | WNC | MRO | 22 | 1 | Electric Utility | 5 | ST | -52 | -66 | 0 | 0 | 0 | 0 | 0 | 233 | -34 | -34 | -65 | -102 | -120 | 2015 | 0
page1GenFuelData.923 |  |  |  | 2015
| Plant.Code | Combined.Heat.And.Power.Plant | Nuclear.Unit.Id | Plant.Name | Operator.Name | Operator.Id | Plant.State | Census.Region | NERC.Region | Reserved | NAICS.Code | EIA.Sector.Number | Sector.Name | Reported.Prime.Mover | Reported.Fuel.Type.Code | AER.Fuel.Type.Code | Reserved.1 | Reserved.2 | Physical.Unit.Label | Quantity.January | Quantity.February | Quantity.March | Quantity.April | Quantity.May | Quantity.June | Quantity.July | Quantity.August | Quantity.September | Quantity.October | Quantity.November | Quantity.December | Elec_Quantity.January | Elec_Quantity.February | Elec_Quantity.March | Elec_Quantity.April | Elec_Quantity.May | Elec_Quantity.June | Elec_Quantity.July | Elec_Quantity.August | Elec_Quantity.September | Elec_Quantity.October | Elec_Quantity.November | Elec_Quantity.December | MMBtuPer_Unit.January | MMBtuPer_Unit.February | MMBtuPer_Unit.March | MMBtuPer_Unit.April | MMBtuPer_Unit.May | MMBtuPer_Unit.June | MMBtuPer_Unit.July | MMBtuPer_Unit.August | MMBtuPer_Unit.September | MMBtuPer_Unit.October | MMBtuPer_Unit.November | MMBtuPer_Unit.December | Tot_MMBtu.January | Tot_MMBtu.February | Tot_MMBtu.March | Tot_MMBtu.April | Tot_MMBtu.May | Tot_MMBtu.June | Tot_MMBtu.July | Tot_MMBtu.August | Tot_MMBtu.September | Tot_MMBtu.October | Tot_MMBtu.November | Tot_MMBtu.December | Elec_MMBtu.January | Elec_MMBtu.February | Elec_MMBtu.March | Elec_MMBtu.April | Elec_MMBtu.May | Elec_MMBtu.June | Elec_MMBtu.July | Elec_MMBtu.August | Elec_MMBtu.September | Elec_MMBtu.October | Elec_MMBtu.November | Elec_MMBtu.December | Netgen.January | Netgen.February | Netgen.March | Netgen.April | Netgen.May | Netgen.June | Netgen.July | Netgen.August | Netgen.September | Netgen.October | Netgen.November | Netgen.December | Total.Fuel.Consumption.Quantity | Electric.Fuel.Consumption.Quantity | Total.Fuel.Consumption.MMBtu | Elec.Fuel.Consumption.MMBtu | Net.Generation..Megawatthours. | YEAR | missingData
| 2244 | N | . | North Denver | City of Hastings - (NE) | 8245 | NE | WNC | MRO |  | 22 | 1 | Electric Utility | ST | DFO | DFO |  |  | barrels | 0 | 0 | 0 | 0 | 0 | 0 | 0 | 0 | 0 | 0 | 0 | 0 | 0 | 0 | 0 | 0 | 0 | 0 | 0 | 0 | 0 | 0 | 0 | 0 | 0 | 0 | 0 | 0 | 0 | 0 | 0 | 0 | 0 | 0 | 0 | 0 | 0 | 0 | 0 | 0 | 0 | 0 | 0 | 0 | 0 | 0 | 0 | 0 | 0 | 0 | 0 | 0 | 0 | 0 | 0 | 0 | 0 | 0 | 0 | 0 | 0 | 0 | 0 | 0 | 0 | 0 | 0 | 0 | 0 | 0 | 0 | 0 | 0 | 0 | 0 | 0 | 0 | 2015 | 0
| 2244 | N | . | North Denver | City of Hastings - (NE) | 8245 | NE | WNC | MRO |  | 22 | 1 | Electric Utility | ST | NG | NG |  |  | mcf | 0 | 0 | 0 | 0 | 10 | 10 | 0 | 6159 | 31 | 0 | 46 | 0 | 0 | 0 | 0 | 0 | 10 | 10 | 0 | 6159 | 31 | 0 | 46 | 0 | 0 | 0 | 0 | 0 | 1.059 | 1.064 | 0 | 1.081 | 1.083 | 0 | 1.065 | 0 | 0 | 0 | 0 | 0 | 11 | 11 | 0 | 6658 | 34 | 0 | 49 | 0 | 0 | 0 | 0 | 0 | 11 | 11 | 0 | 6658 | 34 | 0 | 49 | 0 | -132 | -165 | -33 | -49 | -28 | -15 | -18 | 377 | -66 | -68 | -132 | -201 | 6256 | 6256 | 6763 | 6763 | -530 | 2015 | 0
FuelHeatByLine |  |  |  | 2015
| Plant.Code | Boiler.ID | bogen | Reported.Prime.Mover_bf.923 | Reported.Fuel.Type.Code | Fuel.Heat.January | Fuel.Heat.February | Fuel.Heat.March | Fuel.Heat.April | Fuel.Heat.May | Fuel.Heat.June | Fuel.Heat.July | Fuel.Heat.August | Fuel.Heat.September | Fuel.Heat.October | Fuel.Heat.November | Fuel.Heat.December | YEAR
| 2244 | 4 | 2244^1 | ST | NG | 0 | 0 | 0 | 0 | 0 | 0 | 0 | 2834.533 | 0 | 0 | 48.99 | 0 | 2015
| 2244 | 4 | 2244^1 | ST | DFO | 0 | 0 | 0 | 0 | 0 | 0 | 0 | 0 | 0 | 0 | 0 | 0 | 2015
| 2244 | 5 | 2244^2 | ST | NG | 0 | 0 | 0 | 0 | 10.59 | 10.64 | 0 | 3821.624 | 33.573 | 0 | 0 | 0 | 2015
| 2244 | 5 | 2244^2 | ST | DFO | 0 | 0 | 0 | 0 | 0 | 0 | 0 | 0 | 0 | 0 | 0 | 0 | 2015
NetGenByLine |  |  |  | 2015
| Plant.Code | Generator.ID | bogen | Reported.Prime.Mover | Net.Generation.Year.To.Date | Net.Generation.January | Net.Generation.February | Net.Generation.March | Net.Generation.April | Net.Generation.May | Net.Generation.June | Net.Generation.July | Net.Generation.August | Net.Generation.September | Net.Generation.October | Net.Generation.November | Net.Generation.December | YEAR
| 2244 | 4 | 2244^1 | ST | -410 | -80 | -99 | -33 | -49 | -28 | -15 | -18 | 144 | -32 | -34 | -67 | -99 | 2015
| 2244 | 5 | 2244^2 | ST | -120 | -52 | -66 | 0 | 0 | 0 | 0 | 0 | 233 | -34 | -34 | -65 | -102 | 2015
FuelHeatByBoilerID |  |  |  | 2015
| Plant.Code | Boiler.ID | bogen | Reported.Prime.Mover_bf.923 | flagFuelHeat | Boiler.ID.Total.Fuel.Heat.January | Boiler.ID.Total.Fuel.Heat.February | Boiler.ID.Total.Fuel.Heat.March | Boiler.ID.Total.Fuel.Heat.April | Boiler.ID.Total.Fuel.Heat.May | Boiler.ID.Total.Fuel.Heat.June | Boiler.ID.Total.Fuel.Heat.July | Boiler.ID.Total.Fuel.Heat.August | Boiler.ID.Total.Fuel.Heat.September | Boiler.ID.Total.Fuel.Heat.October | Boiler.ID.Total.Fuel.Heat.November | Boiler.ID.Total.Fuel.Heat.December | YEAR
| 2244 | 4 | 2244^1 | ST | 0 | 0 | 0 | 0 | 0 | 0 | 0 | 0 | 2834.533 | 0 | 0 | 48.99 | 0 | 2015
| 2244 | 5 | 2244^2 | ST | 0 | 0 | 0 | 0 | 0 | 10.59 | 10.64 | 0 | 3821.624 | 33.573 | 0 | 0 | 0 | 2015
NetGenByGeneratorID |  |  |  | 2015
| Plant.Code | Generator.ID | bogen | Reported.Prime.Mover_923 | Net.Generation.mwh | Generator.ID.Total.Net.Generation.January | Generator.ID.Total.Net.Generation.February | Generator.ID.Total.Net.Generation.March | Generator.ID.Total.Net.Generation.April | Generator.ID.Total.Net.Generation.May | Generator.ID.Total.Net.Generation.June | Generator.ID.Total.Net.Generation.July | Generator.ID.Total.Net.Generation.August | Generator.ID.Total.Net.Generation.September | Generator.ID.Total.Net.Generation.October | Generator.ID.Total.Net.Generation.November | Generator.ID.Total.Net.Generation.December | YEAR
| 2244 | 4 | 2244^1 | ST | -410 | -80 | -99 | -33 | -49 | -28 | -15 | -18 | 144 | -32 | -34 | -67 | -99 | 2015
| 2244 | 5 | 2244^2 | ST | -120 | -52 | -66 | 0 | 0 | 0 | 0 | 0 | 233 | -34 | -34 | -65 | -102 | 2015
FuelHeatByBogen |  |  |  | 2015
| Plant.Code | blankCol | bogen | Reported.Prime.Mover_bf.923 | flagFuelHeat | Bogen.Total.Fuel.Heat.January | Bogen.Total.Fuel.Heat.February | Bogen.Total.Fuel.Heat.March | Bogen.Total.Fuel.Heat.April | Bogen.Total.Fuel.Heat.May | Bogen.Total.Fuel.Heat.June | Bogen.Total.Fuel.Heat.July | Bogen.Total.Fuel.Heat.August | Bogen.Total.Fuel.Heat.September | Bogen.Total.Fuel.Heat.October | Bogen.Total.Fuel.Heat.November | Bogen.Total.Fuel.Heat.December | YEAR
| 2244 |  | 2244^1 | ST | 0 | 0 | 0 | 0 | 0 | 0 | 0 | 0 | 2834.533 | 0 | 0 | 48.99 | 0 | 2015
| 2244 |  | 2244^2 | ST | 0 | 0 | 0 | 0 | 0 | 10.59 | 10.64 | 0 | 3821.624 | 33.573 | 0 | 0 | 0 | 2015
NetGenByBogen |  |  |  | 2015
| Plant.Code | blankCol | bogen | Reported.Prime.Mover_923 | Net.Generation.mwh | Bogen.Total.Net.Generation.January | Bogen.Total.Net.Generation.February | Bogen.Total.Net.Generation.March | Bogen.Total.Net.Generation.April | Bogen.Total.Net.Generation.May | Bogen.Total.Net.Generation.June | Bogen.Total.Net.Generation.July | Bogen.Total.Net.Generation.August | Bogen.Total.Net.Generation.September | Bogen.Total.Net.Generation.October | Bogen.Total.Net.Generation.November | Bogen.Total.Net.Generation.December | YEAR
| 2244 |  | 2244^1 | ST | -410 | -80 | -99 | -33 | -49 | -28 | -15 | -18 | 144 | -32 | -34 | -67 | -99 | 2015
| 2244 |  | 2244^2 | ST | -120 | -52 | -66 | 0 | 0 | 0 | 0 | 0 | 233 | -34 | -34 | -65 | -102 | 2015
ThermalEfficiencyByBogen |  |  |  | 2015
| Plant.Code | blankCol | bogen | Reported.Prime.Mover_923 | Net.Generation.mwh | ThermalEfficiency.January | ThermalEfficiency.February | ThermalEfficiency.March | ThermalEfficiency.April | ThermalEfficiency.May | ThermalEfficiency.June | ThermalEfficiency.July | ThermalEfficiency.August | ThermalEfficiency.September | ThermalEfficiency.October | ThermalEfficiency.November | ThermalEfficiency.December | YEAR
| 2244 |  | 2244^1 | ST | -410 | 0 | 0 | 0 | 0 | 0 | 0 | 0 | 0.17334 | 0 | 0 | -4.6665 | 0 | 2015
| 2244 |  | 2244^2 | ST | -120 | 0 | 0 | 0 | 0 | 0 | 0 | 0 | 0.20803 | -3.4555 | 0 | 0 | 0 | 2015

## 2398
2015 | Plant.Code | orig_bogencoo.key | auto_bogencoo.key | combogencoo_cool_type_key | EIA_BocooAssoc | EIA_CoolingEnviroEquip | orig_sheet3_key | auto_sheet3_flags | auto_sheet3_key | orig_sheet4_key | auto_sheet4_flags | auto_sheet4_key | EIA_associationTable | generator.data.860 | retiredGenerators.860 | Boiler_InfoDesign_Parameters.860 | boilerFuelData_923 | generation.data.923 | page1GenFuelData.923 | FuelHeatByLine | NetGenByLine | FuelHeatByBoilerID | NetGenByGeneratorID | FuelHeatByBogen | NetGenByBogen | ThermalEfficiencyByBogen
| 2398 | 1 | 6 | 1 | 6 | 2 | 6 | 6 | 6 | 8 | 8 | 8 | 6 | 8 | 1 | 6 | 18 | 8 | 5 | 18 | 8 | 6 | 8 | 2 | 8 | 8
orig_bogencoo.key |  |  |  | 2015
| combogen | combogencoo | Plant.Code
| combogen^2398^1 | combogencoo^2398^1 | 2398
auto_bogencoo.key |  |  |  | 2015
manualEdit | manualBogenEdit | Plant.Code | Bogen | combogen | combogencoo | Boiler.ID | Unit.Code | bga.source | Boiler.ID.Total.Fuel.Heat.January | PlantLine.Total.Fuel.Heat.January | flagNG_no_FH_January | flagFH_no_NG_January | flagFuelHeat_January | Boiler.ID.Total.Fuel.Heat.February | PlantLine.Total.Fuel.Heat.February | flagNG_no_FH_February | flagFH_no_NG_February | flagFuelHeat_February | Boiler.ID.Total.Fuel.Heat.March | PlantLine.Total.Fuel.Heat.March | flagNG_no_FH_March | flagFH_no_NG_March | flagFuelHeat_March | Boiler.ID.Total.Fuel.Heat.April | PlantLine.Total.Fuel.Heat.April | flagNG_no_FH_April | flagFH_no_NG_April | flagFuelHeat_April | Boiler.ID.Total.Fuel.Heat.May | PlantLine.Total.Fuel.Heat.May | flagNG_no_FH_May | flagFH_no_NG_May | flagFuelHeat_May | Boiler.ID.Total.Fuel.Heat.June | PlantLine.Total.Fuel.Heat.June | flagNG_no_FH_June | flagFH_no_NG_June | flagFuelHeat_June | Boiler.ID.Total.Fuel.Heat.July | PlantLine.Total.Fuel.Heat.July | flagNG_no_FH_July | flagFH_no_NG_July | flagFuelHeat_July | Boiler.ID.Total.Fuel.Heat.August | PlantLine.Total.Fuel.Heat.August | flagNG_no_FH_August | flagFH_no_NG_August | flagFuelHeat_August | Boiler.ID.Total.Fuel.Heat.September | PlantLine.Total.Fuel.Heat.September | flagNG_no_FH_September | flagFH_no_NG_September | flagFuelHeat_September | Boiler.ID.Total.Fuel.Heat.October | PlantLine.Total.Fuel.Heat.October | flagNG_no_FH_October | flagFH_no_NG_October | flagFuelHeat_October | Boiler.ID.Total.Fuel.Heat.November | PlantLine.Total.Fuel.Heat.November | flagNG_no_FH_November | flagFH_no_NG_November | flagFuelHeat_November | Boiler.ID.Total.Fuel.Heat.December | PlantLine.Total.Fuel.Heat.December | flagNG_no_FH_December | flagFH_no_NG_December | flagFuelHeat_December | missing.from.923 | flagBoiler.ID_assoc | orig_Boiler.ID_assoc | orig_Boiler.ID_bf.923 | flagBoiler.ID_bf.923 | missing.bf.923 | Reported.Prime.Mover_bf.923 | Reported.Prime.Mover_923 | Reported.Prime.Mover_860 | Reported.Fuel.Type.Code | Technology | Energy.Source.1 | unmapped_but_in_923 | unmapped | Orphan.Boiler | Boiler.Status | Boiler.Retirement.Year | Boiler.Retirement.Month | flag_BoilerRetired | flag_Boiler.Status | Boiler.ID.NotIn.Assoc | missingPlant.assoc | missingPlant.boilerDesignData.860 | missingPlant.generation.data.923 | missingPlant.boilerFuelData.923 | Reported.Prime.Mover_page1 | flag.ST.missing.bf.923 | flag.CACT.missingPair | flag_923bogenCTonly | flag.NGCC.badFuel | flag.ST.missing.bf.923.unmapped | flag_RPM | flag_floatingGen | flagFuelHeat | flag_STassoc_CT_CS_CA | flag_CSassociation | countFlags | YEAR | plant_bo | plant_bo_bf.923 | plant_bo_assoc | Utility.ID | Utility.Name | Plant.Name | Cooling.ID | Steam.Plant.Type | flagBoiler.ID_bocoo | orig_Boiler.ID_bocoo | manualBogenEditFileName | manualBogenEditDateTime
0 | 0 | 2398 | 2398^1 | combogen^2398^1 | combogencoo^2398^1 | 1101 | CC1 | unit_connection | 733046.195 |  | 0 | 0 | 0 | 547944.357 |  | 0 | 0 | 0 | 5195.421 |  | 0 | 0 | 0 | 484989.84 |  | 0 | 0 | 0 | 702328.541 |  | 0 | 0 | 0 | 593571.312 |  | 0 | 0 | 0 | 625372.492 |  | 0 | 0 | 0 | 527614.832 |  | 0 | 0 | 0 | 601862.132 |  | 0 | 0 | 0 | 611409.168 |  | 0 | 0 | 0 | 418613.784 |  | 0 | 0 | 0 | 550844.098 |  | 0 | 0 | 0 | FALSE | removeChar | 1101 | 1101 | removeChar | FALSE | CA | CT | CT | NG | Natural Gas Fired Combined Cycle | NG | FALSE | FALSE | FALSE | OP |  |  |  | 0 | 0 | FALSE | FALSE | FALSE | FALSE |  | 0 | FALSE | FALSE | 0 | 0 |  | 0 | 0 | 0 | 0 | 2 | 2015 | 2398^1101 | 2398^1101 | 2398^1101 | 15147 | PSEG Fossil LLC | Bergen Generating Station | 1 | 1 | removeChar | 1101
0 | 0 | 2398 | 2398^1 | combogen^2398^1 | combogencoo^2398^1 | 1201 | CC1 | unit_connection | 800141.94 |  | 0 | 0 | 0 | 737121.062 |  | 0 | 0 | 0 | 495279.309 |  | 0 | 0 | 0 | 764741.536 |  | 0 | 0 | 0 | 665307.393 |  | 0 | 0 | 0 | 728960.968 |  | 0 | 0 | 0 | 726179.2 |  | 0 | 0 | 0 | 691309.44 |  | 0 | 0 | 0 | 748230.828 |  | 0 | 0 | 0 | 709298.412 |  | 0 | 0 | 0 | 479034.636 |  | 0 | 0 | 0 | 214656.736 |  | 0 | 0 | 0 | FALSE | removeChar | 1201 | 1201 | removeChar | FALSE | CT | CT | CT | NG | Natural Gas Fired Combined Cycle | NG | FALSE | FALSE | FALSE | OP |  |  |  | 0 | 0 | FALSE | FALSE | FALSE | FALSE |  | 0 | FALSE | FALSE | 0 | 0 |  | 0 | 0 | 0 | 0 | 2 | 2015 | 2398^1201 | 2398^1201 | 2398^1201 | 15147 | PSEG Fossil LLC | Bergen Generating Station | 1 | 1 | removeChar | 1201
0 | 0 | 2398 | 2398^1 | combogen^2398^1 | combogencoo^2398^1 | 1301 | CC1 | unit_connection | 741012.39 |  | 0 | 0 | 0 | 692440.056 |  | 0 | 0 | 0 | 428655.675 |  | 0 | 0 | 0 | 616945.976 |  | 0 | 0 | 0 | 674492.572 |  | 0 | 0 | 0 | 476495.476 |  | 0 | 0 | 0 | 620311.648 |  | 0 | 0 | 0 | 549021.904 |  | 0 | 0 | 0 | 572806.74 |  | 0 | 0 | 0 | 541016.868 |  | 0 | 0 | 0 | 283693.048 |  | 0 | 0 | 0 | 582497.349 |  | 0 | 0 | 0 | FALSE | removeChar | 1301 | 1301 | removeChar | FALSE | CA | CT | CT | NG | Natural Gas Fired Combined Cycle | NG | FALSE | FALSE | FALSE | OP |  |  |  | 0 | 0 | FALSE | FALSE | FALSE | FALSE |  | 0 | FALSE | FALSE | 0 | 0 |  | 0 | 0 | 0 | 0 | 2 | 2015 | 2398^1301 | 2398^1301 | 2398^1301 | 15147 | PSEG Fossil LLC | Bergen Generating Station | 1 | 1 | removeChar | 1301
0 | 0 | 2398 | 2398^1 | combogen^2398^1 | combogencoo^2398^1 | 1401 | CC1 | unit_connection | 526719.78 |  | 0 | 0 | 0 | 742919.611 |  | 0 | 0 | 0 | 426010.116 |  | 0 | 0 | 0 | 632921.096 |  | 0 | 0 | 0 | 754908.51 |  | 0 | 0 | 0 | 664071.552 |  | 0 | 0 | 0 | 741787.324 |  | 0 | 0 | 0 | 458926.956 |  | 0 | 0 | 0 | 646875.168 |  | 0 | 0 | 0 | 621166.944 |  | 0 | 0 | 0 | 564581.712 |  | 0 | 0 | 0 | 483397.446 |  | 0 | 0 | 0 | FALSE | removeChar | 1401 | 1401 | removeChar | FALSE | CT | CT | CT | KER | Natural Gas Fired Combined Cycle | NG | FALSE | FALSE | FALSE | OP |  |  |  | 0 | 0 | FALSE | FALSE | FALSE | FALSE |  | 0 | FALSE | FALSE | 0 | 0 |  | 0 | 0 | 0 | 0 | 2 | 2015 | 2398^1401 | 2398^1401 | 2398^1401 | 15147 | PSEG Fossil LLC | Bergen Generating Station | 1 | 1 | removeChar | 1401
0 | 0 | 2398 | 2398^1 | combogen^2398^1 | combogencoo^2398^2 | 2101 | CC1 | unit_connection | 875543.76 |  | 0 | 0 | 0 | 872539.059 |  | 0 | 0 | 0 | 910181.37 |  | 0 | 0 | 0 | 0 |  | 0 | 0 | 0 | 0 |  | 0 | 0 | 0 | 679609.772 |  | 0 | 0 | 0 | 1012193.472 |  | 0 | 0 | 0 | 1007141.88 |  | 0 | 0 | 0 | 1146884.088 |  | 0 | 0 | 0 | 932188.344 |  | 0 | 0 | 0 | 642371.5 |  | 0 | 0 | 0 | 787738.865 |  | 0 | 0 | 0 | FALSE | removeChar | 2101 | 2101 | removeChar | FALSE | CT | CT | CT | NG | Natural Gas Fired Combined Cycle | NG | FALSE | FALSE | FALSE | OP |  |  |  | 0 | 0 | FALSE | FALSE | FALSE | FALSE |  | 0 | FALSE | FALSE | 0 | 0 |  | 0 | 0 | 0 | 0 | 2 | 2015 | 2398^2101 | 2398^2101 | 2398^2101 | 15147 | PSEG Fossil LLC | Bergen Generating Station | 2 | 1 | removeChar | 2101
0 | 0 | 2398 | 2398^1 | combogen^2398^1 | combogencoo^2398^2 | 2201 | CC1 | unit_connection | 781155.9 |  | 0 | 0 | 0 | 937878.355 |  | 0 | 0 | 0 | 905189.691 |  | 0 | 0 | 0 | 0 |  | 0 | 0 | 0 | 0 |  | 0 | 0 | 0 | 687540.792 |  | 0 | 0 | 0 | 992010.748 |  | 0 | 0 | 0 | 908954.516 |  | 0 | 0 | 0 | 1067392.96 |  | 0 | 0 | 0 | 941083.628 |  | 0 | 0 | 0 | 730668.476 |  | 0 | 0 | 0 | 567459.977 |  | 0 | 0 | 0 | FALSE | removeChar | 2201 | 2201 | removeChar | FALSE | CT | CT | CT | KER | Natural Gas Fired Combined Cycle | NG | FALSE | FALSE | FALSE | OP |  |  |  | 0 | 0 | FALSE | FALSE | FALSE | FALSE |  | 0 | FALSE | FALSE | 0 | 0 |  | 0 | 0 | 0 | 0 | 2 | 2015 | 2398^2201 | 2398^2201 | 2398^2201 | 15147 | PSEG Fossil LLC | Bergen Generating Station | 2 | 1 | removeChar | 2201
combogencoo_cool_type_key |  |  |  | 2015
manualEdit | Plant.Code | bogencoo | LAKE..OF..OC..RC. | RIVER..OF. | POND..OC..RC. | TOWER..RF..RI..RN. | DC | OS
0 | 2398 | combogencoo^2398^1 |  |  |  | 1
EIA_BocooAssoc |  |  |  | 2015
| Utility.ID | Utility.Name | Plant.Code | Plant.Name | Boiler.ID | Cooling.ID | Steam.Plant.Type
| 15147 | PSEG Fossil LLC | 2398 | Bergen Generating Station | 1101 | 1 | 1
| 15147 | PSEG Fossil LLC | 2398 | Bergen Generating Station | 1201 | 1 | 1
| 15147 | PSEG Fossil LLC | 2398 | Bergen Generating Station | 1301 | 1 | 1
| 15147 | PSEG Fossil LLC | 2398 | Bergen Generating Station | 1401 | 1 | 1
| 15147 | PSEG Fossil LLC | 2398 | Bergen Generating Station | 2101 | 2 | 1
| 15147 | PSEG Fossil LLC | 2398 | Bergen Generating Station | 2201 | 2 | 1
EIA_CoolingEnviroEquip |  |  |  | 2015
| Utility.ID | Utility.Name | Plant.Code | Plant.Name | State | Cooling.ID | Cooling.Status | Inservice.Month | Inservice.Year | Cooling.Type.1 | Cooling.Type.2 | Cooling.Type.3 | Cooling.Type.4 | Percent.Dry.Cooling | Cooling.Water.Source | Cooling.Water.Discharge | Water.Source.Code | Water.Type.Code | Intake.Rate.at.100...Gallons.per.Minute. | Chlorine.Inservice.Month | Chlorine.Inservice.Year | Pond.Inservice.Month | Pond.Inservice.Year | Pond.Surface.Area..Acres. | Pond.Volume..Acre.Feet. | Tower.Inservice.Month | Tower.Inservice.Year | Tower.Type.1 | Tower.Type.2 | Tower.Type.3 | Tower.Type.4 | Tower.Water.Rate..Gallons.per.Minute. | Power.Requirement..MW. | Cost.Total..Thousand.Dollars. | Cost.Ponds..Thousand.Dollars. | Cost.Towers..Thousand.Dollars. | Cost.Chlorine.Equipment..Thousand.Dollars. | Intake.Distance.Shore..Feet. | Outlet.Distance.Shore..Feet. | Intake.Distance.Surface..Feet. | Outlet.Distance.Surface..Feet. | Steam.Plant.Type
| 15147 | PSEG Fossil LLC | 2398 | Bergen Generating Station | NJ | 1 | OP | 6 | 1995 | RI |  |  |  | 0.6 | Bergen County Utilities Authority | Bergen County Utilities Authority | PD | BE | 220017.04 | [6 empty] | 6 | 1995 | MW |  |  |  | 220017.04 | 3.03 | 30000 |  | 11697 | [5 empty] | 1
| 15147 | PSEG Fossil LLC | 2398 | Bergen Generating Station | NJ | 2 | OP | 5 | 2005 | RI |  |  |  |  | Bergen County Utility Authority | Bergen County Utility Authority | PD | BE | 3141.82 | [6 empty] | 5 | 2002 | MW |  |  |  | 145870.13 | 50 | 4000 |  | 2000 | [5 empty] | 1
orig_sheet3_key |  |  |  | 2015
| plant_bo | bogen | Plant.Code
| 2398^1101 | 2398^1 | 2398
| 2398^1201 | 2398^1 | 2398
| 2398^1301 | 2398^1 | 2398
| 2398^1401 | 2398^1 | 2398
| 2398^2101 | 2398^1 | 2398
| 2398^2201 | 2398^1 | 2398
auto_sheet3_flags |  |  |  | 2015
| Plant.Code | plant_bo | bogen | missing.from.923 | unmapped_but_in_923 | unmapped | Orphan.Boiler | Boiler.Status | Boiler.ID.NotIn.Assoc | missingPlant.assoc | missingPlant.boilerDesignData.860 | missingPlant.generation.data.923 | missingPlant.boilerFuelData.923 | flag.CACT.missingPair | missing.bf.923 | flag.ST.missing.bf.923 | flag.ST.missing.bf.923.unmapped | flag_RPM | flag_floatingGen | flag_BoilerRetired | flag_Boiler.Status | flag_923bogenCTonly | flagFuelHeat | flag_STassoc_CT_CS_CA | flag_CSassociation | flagFH_no_NG_January | flagNG_no_FH_January | flagFuelHeat_January | flagFH_no_NG_February | flagNG_no_FH_February | flagFuelHeat_February | flagFH_no_NG_March | flagNG_no_FH_March | flagFuelHeat_March | flagFH_no_NG_April | flagNG_no_FH_April | flagFuelHeat_April | flagFH_no_NG_May | flagNG_no_FH_May | flagFuelHeat_May | flagFH_no_NG_June | flagNG_no_FH_June | flagFuelHeat_June | flagFH_no_NG_July | flagNG_no_FH_July | flagFuelHeat_July | flagFH_no_NG_August | flagNG_no_FH_August | flagFuelHeat_August | flagFH_no_NG_September | flagNG_no_FH_September | flagFuelHeat_September | flagFH_no_NG_October | flagNG_no_FH_October | flagFuelHeat_October | flagFH_no_NG_November | flagNG_no_FH_November | flagFuelHeat_November | flagFH_no_NG_December | flagNG_no_FH_December | flagFuelHeat_December | flag_ManualPlant | flag_MisMatch
| 2398 | 2398^1101 | 2398^1 | 0 | 0 | 0 | 0 | 0 | 0 | 0 | 0 | 0 | 0 | 0 | 0 | 0 | 0 | 0 | 0 | 0 | 0 | 0 | 0 | 0 | 0 | 0 | 0 | 0 | 0 | 0 | 0 | 0 | 0 | 0 | 0 | 0 | 0 | 0 | 0 | 0 | 0 | 0 | 0 | 0 | 0 | 0 | 0 | 0 | 0 | 0 | 0 | 0 | 0 | 0 | 0 | 0 | 0 | 0 | 0 | 0 | 0 | 0 | 1
| 2398 | 2398^1201 | 2398^1 | 0 | 0 | 0 | 0 | 0 | 0 | 0 | 0 | 0 | 0 | 0 | 0 | 0 | 0 | 0 | 0 | 0 | 0 | 0 | 0 | 0 | 0 | 0 | 0 | 0 | 0 | 0 | 0 | 0 | 0 | 0 | 0 | 0 | 0 | 0 | 0 | 0 | 0 | 0 | 0 | 0 | 0 | 0 | 0 | 0 | 0 | 0 | 0 | 0 | 0 | 0 | 0 | 0 | 0 | 0 | 0 | 0 | 0 | 0 | 1
| 2398 | 2398^1301 | 2398^1 | 0 | 0 | 0 | 0 | 0 | 0 | 0 | 0 | 0 | 0 | 0 | 0 | 0 | 0 | 0 | 0 | 0 | 0 | 0 | 0 | 0 | 0 | 0 | 0 | 0 | 0 | 0 | 0 | 0 | 0 | 0 | 0 | 0 | 0 | 0 | 0 | 0 | 0 | 0 | 0 | 0 | 0 | 0 | 0 | 0 | 0 | 0 | 0 | 0 | 0 | 0 | 0 | 0 | 0 | 0 | 0 | 0 | 0 | 0 | 1
| 2398 | 2398^1401 | 2398^1 | 0 | 0 | 0 | 0 | 0 | 0 | 0 | 0 | 0 | 0 | 0 | 0 | 0 | 0 | 0 | 0 | 0 | 0 | 0 | 0 | 0 | 0 | 0 | 0 | 0 | 0 | 0 | 0 | 0 | 0 | 0 | 0 | 0 | 0 | 0 | 0 | 0 | 0 | 0 | 0 | 0 | 0 | 0 | 0 | 0 | 0 | 0 | 0 | 0 | 0 | 0 | 0 | 0 | 0 | 0 | 0 | 0 | 0 | 0 | 1
| 2398 | 2398^2101 | 2398^1 | 0 | 0 | 0 | 0 | 0 | 0 | 0 | 0 | 0 | 0 | 0 | 0 | 0 | 0 | 0 | 0 | 0 | 0 | 0 | 0 | 0 | 0 | 0 | 0 | 0 | 0 | 0 | 0 | 0 | 0 | 0 | 0 | 0 | 0 | 0 | 0 | 0 | 0 | 0 | 0 | 0 | 0 | 0 | 0 | 0 | 0 | 0 | 0 | 0 | 0 | 0 | 0 | 0 | 0 | 0 | 0 | 0 | 0 | 0 | 1
| 2398 | 2398^2201 | 2398^1 | 0 | 0 | 0 | 0 | 0 | 0 | 0 | 0 | 0 | 0 | 0 | 0 | 0 | 0 | 0 | 0 | 0 | 0 | 0 | 0 | 0 | 0 | 0 | 0 | 0 | 0 | 0 | 0 | 0 | 0 | 0 | 0 | 0 | 0 | 0 | 0 | 0 | 0 | 0 | 0 | 0 | 0 | 0 | 0 | 0 | 0 | 0 | 0 | 0 | 0 | 0 | 0 | 0 | 0 | 0 | 0 | 0 | 0 | 0 | 1
auto_sheet3_key |  |  |  | 2015
manualBogenEdit | Plant.Code | bogen | Boiler.ID | Unit.Code | bga.source | Boiler.ID.Total.Fuel.Heat.January | PlantLine.Total.Fuel.Heat.January | flagNG_no_FH_January | flagFH_no_NG_January | flagFuelHeat_January | Boiler.ID.Total.Fuel.Heat.February | PlantLine.Total.Fuel.Heat.February | flagNG_no_FH_February | flagFH_no_NG_February | flagFuelHeat_February | Boiler.ID.Total.Fuel.Heat.March | PlantLine.Total.Fuel.Heat.March | flagNG_no_FH_March | flagFH_no_NG_March | flagFuelHeat_March | Boiler.ID.Total.Fuel.Heat.April | PlantLine.Total.Fuel.Heat.April | flagNG_no_FH_April | flagFH_no_NG_April | flagFuelHeat_April | Boiler.ID.Total.Fuel.Heat.May | PlantLine.Total.Fuel.Heat.May | flagNG_no_FH_May | flagFH_no_NG_May | flagFuelHeat_May | Boiler.ID.Total.Fuel.Heat.June | PlantLine.Total.Fuel.Heat.June | flagNG_no_FH_June | flagFH_no_NG_June | flagFuelHeat_June | Boiler.ID.Total.Fuel.Heat.July | PlantLine.Total.Fuel.Heat.July | flagNG_no_FH_July | flagFH_no_NG_July | flagFuelHeat_July | Boiler.ID.Total.Fuel.Heat.August | PlantLine.Total.Fuel.Heat.August | flagNG_no_FH_August | flagFH_no_NG_August | flagFuelHeat_August | Boiler.ID.Total.Fuel.Heat.September | PlantLine.Total.Fuel.Heat.September | flagNG_no_FH_September | flagFH_no_NG_September | flagFuelHeat_September | Boiler.ID.Total.Fuel.Heat.October | PlantLine.Total.Fuel.Heat.October | flagNG_no_FH_October | flagFH_no_NG_October | flagFuelHeat_October | Boiler.ID.Total.Fuel.Heat.November | PlantLine.Total.Fuel.Heat.November | flagNG_no_FH_November | flagFH_no_NG_November | flagFuelHeat_November | Boiler.ID.Total.Fuel.Heat.December | PlantLine.Total.Fuel.Heat.December | flagNG_no_FH_December | flagFH_no_NG_December | flagFuelHeat_December | missing.from.923 | flagBoiler.ID_assoc | orig_Boiler.ID_assoc | orig_Boiler.ID_bf.923 | flagBoiler.ID_bf.923 | missing.bf.923 | Reported.Prime.Mover_bf.923 | Reported.Prime.Mover_923 | Reported.Prime.Mover_860 | Reported.Fuel.Type.Code | Technology | Energy.Source.1 | unmapped_but_in_923 | unmapped | Orphan.Boiler | Boiler.Status | Boiler.Retirement.Year | Boiler.Retirement.Month | flag_BoilerRetired | flag_Boiler.Status | Boiler.ID.NotIn.Assoc | missingPlant.assoc | missingPlant.boilerDesignData.860 | missingPlant.generation.data.923 | missingPlant.boilerFuelData.923 | Reported.Prime.Mover_page1 | flag.ST.missing.bf.923 | flag.CACT.missingPair | flag_923bogenCTonly | flag.NGCC.badFuel | flag.ST.missing.bf.923.unmapped | flag_RPM | flag_floatingGen | flagFuelHeat | flag_STassoc_CT_CS_CA | flag_CSassociation | countFlags | YEAR | plant_bo | plant_bo_bf.923 | plant_bo_assoc | manualBogenEditFileName | manualBogenEditDateTime
0 | 2398 | 2398^1 | 1101 | CC1 | unit_connection | 733046.195 |  | 0 | 0 | 0 | 547944.357 |  | 0 | 0 | 0 | 5195.421 |  | 0 | 0 | 0 | 484989.84 |  | 0 | 0 | 0 | 702328.541 |  | 0 | 0 | 0 | 593571.312 |  | 0 | 0 | 0 | 625372.492 |  | 0 | 0 | 0 | 527614.832 |  | 0 | 0 | 0 | 601862.132 |  | 0 | 0 | 0 | 611409.168 |  | 0 | 0 | 0 | 418613.784 |  | 0 | 0 | 0 | 550844.098 |  | 0 | 0 | 0 | FALSE | removeChar | 1101 | 1101 | removeChar | FALSE | CA | CT | CT | NG | Natural Gas Fired Combined Cycle | NG | FALSE | FALSE | FALSE | OP |  |  |  | 0 | 0 | FALSE | FALSE | FALSE | FALSE |  | 0 | FALSE | FALSE | 0 | 0 |  | 0 | 0 | 0 | 0 | 2 | 2015 | 2398^1101 | 2398^1101 | 2398^1101
0 | 2398 | 2398^1 | 1201 | CC1 | unit_connection | 800141.94 |  | 0 | 0 | 0 | 737121.062 |  | 0 | 0 | 0 | 495279.309 |  | 0 | 0 | 0 | 764741.536 |  | 0 | 0 | 0 | 665307.393 |  | 0 | 0 | 0 | 728960.968 |  | 0 | 0 | 0 | 726179.2 |  | 0 | 0 | 0 | 691309.44 |  | 0 | 0 | 0 | 748230.828 |  | 0 | 0 | 0 | 709298.412 |  | 0 | 0 | 0 | 479034.636 |  | 0 | 0 | 0 | 214656.736 |  | 0 | 0 | 0 | FALSE | removeChar | 1201 | 1201 | removeChar | FALSE | CT | CT | CT | NG | Natural Gas Fired Combined Cycle | NG | FALSE | FALSE | FALSE | OP |  |  |  | 0 | 0 | FALSE | FALSE | FALSE | FALSE |  | 0 | FALSE | FALSE | 0 | 0 |  | 0 | 0 | 0 | 0 | 2 | 2015 | 2398^1201 | 2398^1201 | 2398^1201
0 | 2398 | 2398^1 | 1301 | CC1 | unit_connection | 741012.39 |  | 0 | 0 | 0 | 692440.056 |  | 0 | 0 | 0 | 428655.675 |  | 0 | 0 | 0 | 616945.976 |  | 0 | 0 | 0 | 674492.572 |  | 0 | 0 | 0 | 476495.476 |  | 0 | 0 | 0 | 620311.648 |  | 0 | 0 | 0 | 549021.904 |  | 0 | 0 | 0 | 572806.74 |  | 0 | 0 | 0 | 541016.868 |  | 0 | 0 | 0 | 283693.048 |  | 0 | 0 | 0 | 582497.349 |  | 0 | 0 | 0 | FALSE | removeChar | 1301 | 1301 | removeChar | FALSE | CA | CT | CT | NG | Natural Gas Fired Combined Cycle | NG | FALSE | FALSE | FALSE | OP |  |  |  | 0 | 0 | FALSE | FALSE | FALSE | FALSE |  | 0 | FALSE | FALSE | 0 | 0 |  | 0 | 0 | 0 | 0 | 2 | 2015 | 2398^1301 | 2398^1301 | 2398^1301
0 | 2398 | 2398^1 | 1401 | CC1 | unit_connection | 526719.78 |  | 0 | 0 | 0 | 742919.611 |  | 0 | 0 | 0 | 426010.116 |  | 0 | 0 | 0 | 632921.096 |  | 0 | 0 | 0 | 754908.51 |  | 0 | 0 | 0 | 664071.552 |  | 0 | 0 | 0 | 741787.324 |  | 0 | 0 | 0 | 458926.956 |  | 0 | 0 | 0 | 646875.168 |  | 0 | 0 | 0 | 621166.944 |  | 0 | 0 | 0 | 564581.712 |  | 0 | 0 | 0 | 483397.446 |  | 0 | 0 | 0 | FALSE | removeChar | 1401 | 1401 | removeChar | FALSE | CT | CT | CT | KER | Natural Gas Fired Combined Cycle | NG | FALSE | FALSE | FALSE | OP |  |  |  | 0 | 0 | FALSE | FALSE | FALSE | FALSE |  | 0 | FALSE | FALSE | 0 | 0 |  | 0 | 0 | 0 | 0 | 2 | 2015 | 2398^1401 | 2398^1401 | 2398^1401
0 | 2398 | 2398^1 | 2101 | CC1 | unit_connection | 875543.76 |  | 0 | 0 | 0 | 872539.059 |  | 0 | 0 | 0 | 910181.37 |  | 0 | 0 | 0 | 0 |  | 0 | 0 | 0 | 0 |  | 0 | 0 | 0 | 679609.772 |  | 0 | 0 | 0 | 1012193.472 |  | 0 | 0 | 0 | 1007141.88 |  | 0 | 0 | 0 | 1146884.088 |  | 0 | 0 | 0 | 932188.344 |  | 0 | 0 | 0 | 642371.5 |  | 0 | 0 | 0 | 787738.865 |  | 0 | 0 | 0 | FALSE | removeChar | 2101 | 2101 | removeChar | FALSE | CT | CT | CT | NG | Natural Gas Fired Combined Cycle | NG | FALSE | FALSE | FALSE | OP |  |  |  | 0 | 0 | FALSE | FALSE | FALSE | FALSE |  | 0 | FALSE | FALSE | 0 | 0 |  | 0 | 0 | 0 | 0 | 2 | 2015 | 2398^2101 | 2398^2101 | 2398^2101
0 | 2398 | 2398^1 | 2201 | CC1 | unit_connection | 781155.9 |  | 0 | 0 | 0 | 937878.355 |  | 0 | 0 | 0 | 905189.691 |  | 0 | 0 | 0 | 0 |  | 0 | 0 | 0 | 0 |  | 0 | 0 | 0 | 687540.792 |  | 0 | 0 | 0 | 992010.748 |  | 0 | 0 | 0 | 908954.516 |  | 0 | 0 | 0 | 1067392.96 |  | 0 | 0 | 0 | 941083.628 |  | 0 | 0 | 0 | 730668.476 |  | 0 | 0 | 0 | 567459.977 |  | 0 | 0 | 0 | FALSE | removeChar | 2201 | 2201 | removeChar | FALSE | CT | CT | CT | KER | Natural Gas Fired Combined Cycle | NG | FALSE | FALSE | FALSE | OP |  |  |  | 0 | 0 | FALSE | FALSE | FALSE | FALSE |  | 0 | FALSE | FALSE | 0 | 0 |  | 0 | 0 | 0 | 0 | 2 | 2015 | 2398^2201 | 2398^2201 | 2398^2201
orig_sheet4_key |  |  |  | 2015
| plant_gen | bogen | Plant.Code
| 2398^1101 | 2398^1 | 2398
| 2398^1201 | 2398^1 | 2398
| 2398^1301 | 2398^1 | 2398
| 2398^1401 | 2398^1 | 2398
| 2398^1501 | 2398^1 | 2398
| 2398^2101 | 2398^1 | 2398
| 2398^2201 | 2398^1 | 2398
| 2398^2301 | 2398^1 | 2398
auto_sheet4_flags |  |  |  | 2015
| Plant.Code | plant_gen | bogen | missing.from.923 | Generator.Status | Orphan.Generator | unmapped_but_in_923 | unmapped | missingPlant.assoc | missingPlant.generator.data.860 | missingPlant.generation.data.923 | flag.CACT.missingPair | missing.bf.923 | missing.generation.data | flag.ST.missing.bf.923 | flag.ST.missing.bf.923.unmapped | flag_RPM | flag_floatingGen | flag_GeneratorRetired | flag_Generator.Status | flag_923bogenCTonly | flagFuelHeat | flag_STassoc_CT_CS_CA | flag_CSassociation | flagNetGenWithoutFuelHeat | flagFuelHeatWithoutNetGen | flagFH_no_NG_January | flagNG_no_FH_January | flagFuelHeat_January | flagFH_no_NG_February | flagNG_no_FH_February | flagFuelHeat_February | flagFH_no_NG_March | flagNG_no_FH_March | flagFuelHeat_March | flagFH_no_NG_April | flagNG_no_FH_April | flagFuelHeat_April | flagFH_no_NG_May | flagNG_no_FH_May | flagFuelHeat_May | flagFH_no_NG_June | flagNG_no_FH_June | flagFuelHeat_June | flagFH_no_NG_July | flagNG_no_FH_July | flagFuelHeat_July | flagFH_no_NG_August | flagNG_no_FH_August | flagFuelHeat_August | flagFH_no_NG_September | flagNG_no_FH_September | flagFuelHeat_September | flagFH_no_NG_October | flagNG_no_FH_October | flagFuelHeat_October | flagFH_no_NG_November | flagNG_no_FH_November | flagFuelHeat_November | flagFH_no_NG_December | flagNG_no_FH_December | flagFuelHeat_December | flag_ManualPlant | flag_MisMatch
| 2398 | 2398^1101 | 2398^1 | 0 | 0 | 0 | 0 | 0 | 0 | 0 | 0 | 0 | 0 | 0 | 0 | 0 | 0 | 0 | 0 | 0 | 0 | 0 | 0 | 0 | 0 | 0 | 0 | 0 | 0 | 0 | 0 | 0 | 0 | 0 | 0 | 0 | 0 | 0 | 0 | 0 | 0 | 0 | 0 | 0 | 0 | 0 | 0 | 0 | 0 | 0 | 0 | 0 | 0 | 0 | 0 | 0 | 0 | 0 | 0 | 0 | 0 | 0 | 0 | 1
| 2398 | 2398^1201 | 2398^1 | 0 | 0 | 0 | 0 | 0 | 0 | 0 | 0 | 0 | 0 | 0 | 0 | 0 | 0 | 0 | 0 | 0 | 0 | 0 | 0 | 0 | 0 | 0 | 0 | 0 | 0 | 0 | 0 | 0 | 0 | 0 | 0 | 0 | 0 | 0 | 0 | 0 | 0 | 0 | 0 | 0 | 0 | 0 | 0 | 0 | 0 | 0 | 0 | 0 | 0 | 0 | 0 | 0 | 0 | 0 | 0 | 0 | 0 | 0 | 0 | 1
| 2398 | 2398^1301 | 2398^1 | 0 | 0 | 0 | 0 | 0 | 0 | 0 | 0 | 0 | 0 | 0 | 0 | 0 | 0 | 0 | 0 | 0 | 0 | 0 | 0 | 0 | 0 | 0 | 0 | 0 | 0 | 0 | 0 | 0 | 0 | 0 | 0 | 0 | 0 | 0 | 0 | 0 | 0 | 0 | 0 | 0 | 0 | 0 | 0 | 0 | 0 | 0 | 0 | 0 | 0 | 0 | 0 | 0 | 0 | 0 | 0 | 0 | 0 | 0 | 0 | 1
| 2398 | 2398^1401 | 2398^1 | 0 | 0 | 0 | 0 | 0 | 0 | 0 | 0 | 0 | 0 | 0 | 0 | 0 | 0 | 0 | 0 | 0 | 0 | 0 | 0 | 0 | 0 | 0 | 0 | 0 | 0 | 0 | 0 | 0 | 0 | 0 | 0 | 0 | 0 | 0 | 0 | 0 | 0 | 0 | 0 | 0 | 0 | 0 | 0 | 0 | 0 | 0 | 0 | 0 | 0 | 0 | 0 | 0 | 0 | 0 | 0 | 0 | 0 | 0 | 0 | 1
| 2398 | 2398^1501 | 2398^1 | 0 | 0 | 0 | 0 | 0 | 0 | 0 | 0 | 0 | 0 | 0 | 0 | 0 | 1 | 0 | 0 | 0 | 0 | 0 | 0 | 0 | 0 | 0 | 0 | 0 | 0 | 0 | 0 | 0 | 0 | 0 | 0 | 0 | 0 | 0 | 0 | 0 | 0 | 0 | 0 | 0 | 0 | 0 | 0 | 0 | 0 | 0 | 0 | 0 | 0 | 0 | 0 | 0 | 0 | 0 | 0 | 0 | 0 | 0 | 0 | 1
| 2398 | 2398^2101 | 2398^1 | 0 | 0 | 0 | 0 | 0 | 0 | 0 | 0 | 0 | 0 | 0 | 0 | 0 | 0 | 0 | 0 | 0 | 0 | 0 | 0 | 0 | 0 | 0 | 0 | 0 | 0 | 0 | 0 | 0 | 0 | 0 | 0 | 0 | 0 | 0 | 0 | 0 | 0 | 0 | 0 | 0 | 0 | 0 | 0 | 0 | 0 | 0 | 0 | 0 | 0 | 0 | 0 | 0 | 0 | 0 | 0 | 0 | 0 | 0 | 0 | 1
| 2398 | 2398^2201 | 2398^1 | 0 | 0 | 0 | 0 | 0 | 0 | 0 | 0 | 0 | 0 | 0 | 0 | 0 | 0 | 0 | 0 | 0 | 0 | 0 | 0 | 0 | 0 | 0 | 0 | 0 | 0 | 0 | 0 | 0 | 0 | 0 | 0 | 0 | 0 | 0 | 0 | 0 | 0 | 0 | 0 | 0 | 0 | 0 | 0 | 0 | 0 | 0 | 0 | 0 | 0 | 0 | 0 | 0 | 0 | 0 | 0 | 0 | 0 | 0 | 0 | 1
| 2398 | 2398^2301 | 2398^1 | 0 | 0 | 0 | 0 | 0 | 0 | 0 | 0 | 0 | 0 | 0 | 0 | 0 | 1 | 0 | 0 | 0 | 0 | 0 | 0 | 0 | 0 | 0 | 0 | 0 | 0 | 0 | 0 | 0 | 0 | 0 | 0 | 0 | 0 | 0 | 0 | 0 | 0 | 0 | 0 | 0 | 0 | 0 | 0 | 0 | 0 | 0 | 0 | 0 | 0 | 0 | 0 | 0 | 0 | 0 | 0 | 0 | 0 | 0 | 0 | 1
auto_sheet4_key |  |  |  | 2015
manualBogenEdit | Plant.Code | Generator.ID | bogen | Unit.Code | bga.source | Net.Generation.mwh | Generator.ID.Total.Net.Generation.January | PlantLine.Total.Fuel.Heat.January | PlantLine.Total.Net.Generation.January | flagNG_no_FH_January | flagFH_no_NG_January | flagFuelHeat_January | Generator.ID.Total.Net.Generation.February | PlantLine.Total.Fuel.Heat.February | PlantLine.Total.Net.Generation.February | flagNG_no_FH_February | flagFH_no_NG_February | flagFuelHeat_February | Generator.ID.Total.Net.Generation.March | PlantLine.Total.Fuel.Heat.March | PlantLine.Total.Net.Generation.March | flagNG_no_FH_March | flagFH_no_NG_March | flagFuelHeat_March | Generator.ID.Total.Net.Generation.April | PlantLine.Total.Fuel.Heat.April | PlantLine.Total.Net.Generation.April | flagNG_no_FH_April | flagFH_no_NG_April | flagFuelHeat_April | Generator.ID.Total.Net.Generation.May | PlantLine.Total.Fuel.Heat.May | PlantLine.Total.Net.Generation.May | flagNG_no_FH_May | flagFH_no_NG_May | flagFuelHeat_May | Generator.ID.Total.Net.Generation.June | PlantLine.Total.Fuel.Heat.June | PlantLine.Total.Net.Generation.June | flagNG_no_FH_June | flagFH_no_NG_June | flagFuelHeat_June | Generator.ID.Total.Net.Generation.July | PlantLine.Total.Fuel.Heat.July | PlantLine.Total.Net.Generation.July | flagNG_no_FH_July | flagFH_no_NG_July | flagFuelHeat_July | Generator.ID.Total.Net.Generation.August | PlantLine.Total.Fuel.Heat.August | PlantLine.Total.Net.Generation.August | flagNG_no_FH_August | flagFH_no_NG_August | flagFuelHeat_August | Generator.ID.Total.Net.Generation.September | PlantLine.Total.Fuel.Heat.September | PlantLine.Total.Net.Generation.September | flagNG_no_FH_September | flagFH_no_NG_September | flagFuelHeat_September | Generator.ID.Total.Net.Generation.October | PlantLine.Total.Fuel.Heat.October | PlantLine.Total.Net.Generation.October | flagNG_no_FH_October | flagFH_no_NG_October | flagFuelHeat_October | Generator.ID.Total.Net.Generation.November | PlantLine.Total.Fuel.Heat.November | PlantLine.Total.Net.Generation.November | flagNG_no_FH_November | flagFH_no_NG_November | flagFuelHeat_November | Generator.ID.Total.Net.Generation.December | PlantLine.Total.Fuel.Heat.December | PlantLine.Total.Net.Generation.December | flagNG_no_FH_December | flagFH_no_NG_December | flagFuelHeat_December | missing.from.923 | orig_Generator.ID_923 | flagGenerator.ID_923 | orig_Generator.ID_860 | flagGenerator.ID_860 | flagGenerator.ID_assoc | orig_Generator.ID_assoc | missing.bf.923 | Reported.Prime.Mover_bf.923 | Reported.Prime.Mover_923 | Reported.Prime.Mover_860 | Reported.Fuel.Type.Code | Technology | Energy.Source.1 | Generator.Status | Orphan.Generator | unmapped_but_in_923 | unmapped | flag_Generator.Status | Generator.Retirement.Year | Generator.Retirement.Month | flag_GeneratorRetired | missingPlant.assoc | missingPlant.generator.data.860 | missingPlant.generation.data.923 | Reported.Prime.Mover_page1 | flag.ST.missing.bf.923 | flag.CACT.missingPair | flag_923bogenCTonly | flag.NGCC.badFuel | flag.ST.missing.bf.923.unmapped | flag_RPM | flag_floatingGen | flagNetGenWithoutFuelHeat | flagFuelHeatWithoutNetGen | flagFuelHeat | flag_STassoc_CT_CS_CA | flag_CSassociation | countFlags | YEAR | plant_gen | plant_gen.923 | plant_gen.860 | plant_gen_assoc | missing.generation.data | manualBogenEditFileName | manualBogenEditDateTime
0 | 2398 | 1101 | 2398^1 | CC1 | unit_connection | 486837 | 59060 |  |  | 0 | 0 | 0 | 45074 |  |  | 0 | 0 | 0 | 469 |  |  | 0 | 0 | 0 | 37150 |  |  | 0 | 0 | 0 | 53333 |  |  | 0 | 0 | 0 | 43498 |  |  | 0 | 0 | 0 | 45160 |  |  | 0 | 0 | 0 | 38332 |  |  | 0 | 0 | 0 | 43886 |  |  | 0 | 0 | 0 | 46860 |  |  | 0 | 0 | 0 | 32012 |  |  | 0 | 0 | 0 | 42003 |  |  | 0 | 0 | 0 | FALSE | 1101 | removeChar | 1101 | removeChar |  |  | FALSE | CA | CT | CT | NG | Natural Gas Fired Combined Cycle | NG | OP | FALSE | FALSE | FALSE | 0 |  |  |  | FALSE | FALSE | FALSE |  | 0 | FALSE | FALSE | 0 | 0 |  | 0 | 0 | 0 | 0 | 0 | 0 | 2 | 2015 | 2398^1101 | 2398^1101 | 2398^1101 | 2398^NA | FALSE
0 | 2398 | 1201 | 2398^1 | CC1 | unit_connection | 614021 | 65487 |  |  | 0 | 0 | 0 | 60374 |  |  | 0 | 0 | 0 | 41527 |  |  | 0 | 0 | 0 | 62617 |  |  | 0 | 0 | 0 | 52181 |  |  | 0 | 0 | 0 | 55796 |  |  | 0 | 0 | 0 | 54540 |  |  | 0 | 0 | 0 | 52739 |  |  | 0 | 0 | 0 | 56599 |  |  | 0 | 0 | 0 | 56685 |  |  | 0 | 0 | 0 | 38158 |  |  | 0 | 0 | 0 | 17318 |  |  | 0 | 0 | 0 | FALSE | 1201 | removeChar | 1201 | removeChar |  |  | FALSE | CT | CT | CT | KER | Natural Gas Fired Combined Cycle | NG | OP | FALSE | FALSE | FALSE | 0 |  |  |  | FALSE | FALSE | FALSE |  | 0 | FALSE | FALSE | 0 | 0 |  | 0 | 0 | 0 | 0 | 0 | 0 | 2 | 2015 | 2398^1201 | 2398^1201 | 2398^1201 | 2398^NA | FALSE
0 | 2398 | 1301 | 2398^1 | CC1 | unit_connection | 524361 | 59427 |  |  | 0 | 0 | 0 | 56030 |  |  | 0 | 0 | 0 | 35704 |  |  | 0 | 0 | 0 | 48494 |  |  | 0 | 0 | 0 | 51478 |  |  | 0 | 0 | 0 | 35514 |  |  | 0 | 0 | 0 | 45424 |  |  | 0 | 0 | 0 | 40370 |  |  | 0 | 0 | 0 | 42499 |  |  | 0 | 0 | 0 | 42176 |  |  | 0 | 0 | 0 | 21855 |  |  | 0 | 0 | 0 | 45390 |  |  | 0 | 0 | 0 | FALSE | 1301 | removeChar | 1301 | removeChar |  |  | FALSE | CT | CT | CT | NG | Natural Gas Fired Combined Cycle | NG | OP | FALSE | FALSE | FALSE | 0 |  |  |  | FALSE | FALSE | FALSE |  | 0 | FALSE | FALSE | 0 | 0 |  | 0 | 0 | 0 | 0 | 0 | 0 | 2 | 2015 | 2398^1301 | 2398^1301 | 2398^1301 | 2398^NA | FALSE
0 | 2398 | 1401 | 2398^1 | CC1 | unit_connection | 601478 | 45652 |  |  | 0 | 0 | 0 | 63371 |  |  | 0 | 0 | 0 | 37650 |  |  | 0 | 0 | 0 | 53336 |  |  | 0 | 0 | 0 | 62448 |  |  | 0 | 0 | 0 | 52819 |  |  | 0 | 0 | 0 | 58822 |  |  | 0 | 0 | 0 | 36077 |  |  | 0 | 0 | 0 | 51394 |  |  | 0 | 0 | 0 | 52327 |  |  | 0 | 0 | 0 | 47556 |  |  | 0 | 0 | 0 | 40026 |  |  | 0 | 0 | 0 | FALSE | 1401 | removeChar | 1401 | removeChar |  |  | FALSE | CT | CT | CT | NG | Natural Gas Fired Combined Cycle | NG | OP | FALSE | FALSE | FALSE | 0 |  |  |  | FALSE | FALSE | FALSE |  | 0 | FALSE | FALSE | 0 | 0 |  | 0 | 0 | 0 | 0 | 0 | 0 | 2 | 2015 | 2398^1401 | 2398^1401 | 2398^1401 | 2398^NA | FALSE
0 | 2398 | 1501 | 2398^1 | CC1 | eia860.org | 1082145 | 105145 |  |  | 0 | 0 | 0 | 99036 |  |  | 0 | 0 | 0 | 48983 |  |  | 0 | 0 | 0 | 98106 |  |  | 0 | 0 | 0 | 113329 |  |  | 0 | 0 | 0 | 93727 |  |  | 0 | 0 | 0 | 106257 |  |  | 0 | 0 | 0 | 83466 |  |  | 0 | 0 | 0 | 101012 |  |  | 0 | 0 | 0 | 98796 |  |  | 0 | 0 | 0 | 66136 |  |  | 0 | 0 | 0 | 68152 |  |  | 0 | 0 | 0 | FALSE | 1501 | removeChar | 1501 | removeChar | removeChar | 1501 | FALSE | CT | CA | CA | KER | Natural Gas Fired Combined Cycle | NG | OP | FALSE | FALSE | FALSE | 0 |  |  |  | FALSE | FALSE | FALSE |  | 0 | FALSE | FALSE | 0 | 0 | 1 | 0 | 0 | 0 | 0 | 0 | 0 | 3 | 2015 | 2398^1501 | 2398^1501 | 2398^1501 | 2398^1501 | FALSE
0 | 2398 | 2101 | 2398^1 | CC1 | unit_connection | 766342 | 72573 |  |  | 0 | 0 | 0 | 73637 |  |  | 0 | 0 | 0 | 79861 |  |  | 0 | 0 | 0 | 0 |  |  | 0 | 0 | 0 | 0 |  |  | 0 | 0 | 0 | 58269 |  |  | 0 | 0 | 0 | 87881 |  |  | 0 | 0 | 0 | 86424 |  |  | 0 | 0 | 0 | 102357 |  |  | 0 | 0 | 0 | 81507 |  |  | 0 | 0 | 0 | 55837 |  |  | 0 | 0 | 0 | 67996 |  |  | 0 | 0 | 0 | FALSE | 2101 | removeChar | 2101 | removeChar |  |  | FALSE | CT | CT | CT | NG | Natural Gas Fired Combined Cycle | NG | OP | FALSE | FALSE | FALSE | 0 |  |  |  | FALSE | FALSE | FALSE |  | 0 | FALSE | FALSE | 0 | 0 |  | 0 | 0 | 0 | 0 | 0 | 0 | 2 | 2015 | 2398^2101 | 2398^2101 | 2398^2101 | 2398^NA | FALSE
0 | 2398 | 2201 | 2398^1 | CC1 | unit_connection | 721401 | 63475 |  |  | 0 | 0 | 0 | 80296 |  |  | 0 | 0 | 0 | 79990 |  |  | 0 | 0 | 0 | 0 |  |  | 0 | 0 | 0 | 0 |  |  | 0 | 0 | 0 | 59324 |  |  | 0 | 0 | 0 | 83820 |  |  | 0 | 0 | 0 | 76706 |  |  | 0 | 0 | 0 | 91646 |  |  | 0 | 0 | 0 | 77388 |  |  | 0 | 0 | 0 | 60151 |  |  | 0 | 0 | 0 | 48605 |  |  | 0 | 0 | 0 | FALSE | 2201 | removeChar | 2201 | removeChar |  |  | FALSE | CT | CT | CT | NG | Natural Gas Fired Combined Cycle | NG | OP | FALSE | FALSE | FALSE | 0 |  |  |  | FALSE | FALSE | FALSE |  | 0 | FALSE | FALSE | 0 | 0 |  | 0 | 0 | 0 | 0 | 0 | 0 | 2 | 2015 | 2398^2201 | 2398^2201 | 2398^2201 | 2398^NA | FALSE
0 | 2398 | 2301 | 2398^1 | CC1 | eia860.org | 916795 | 82416 |  |  | 0 | 0 | 0 | 87545 |  |  | 0 | 0 | 0 | 88881 |  |  | 0 | 0 | 0 | -233 |  |  | 0 | 0 | 0 | -299 |  |  | 0 | 0 | 0 | 74459 |  |  | 0 | 0 | 0 | 116504 |  |  | 0 | 0 | 0 | 108630 |  |  | 0 | 0 | 0 | 124989 |  |  | 0 | 0 | 0 | 98298 |  |  | 0 | 0 | 0 | 70887 |  |  | 0 | 0 | 0 | 64718 |  |  | 0 | 0 | 0 | FALSE | 2301 | removeChar | 2301 | removeChar | removeChar | 2301 | FALSE | CT | CA | CA | NG | Natural Gas Fired Combined Cycle | NG | OP | FALSE | FALSE | FALSE | 0 |  |  |  | FALSE | FALSE | FALSE |  | 0 | FALSE | FALSE | 0 | 0 | 1 | 0 | 0 | 0 | 0 | 0 | 0 | 3 | 2015 | 2398^2301 | 2398^2301 | 2398^2301 | 2398^2301 | FALSE
EIA_associationTable |  |  |  | 2015
| Utility.ID | Utility.Name | Plant.Code | Plant.Name | Boiler.ID | Generator.ID | Steam.Plant.Type
| 15147 | PSEG Fossil LLC | 2398 | Bergen Generating Station | 1101 | 1501 | 1
| 15147 | PSEG Fossil LLC | 2398 | Bergen Generating Station | 1401 | 1501 | 1
| 15147 | PSEG Fossil LLC | 2398 | Bergen Generating Station | 1201 | 1501 | 1
| 15147 | PSEG Fossil LLC | 2398 | Bergen Generating Station | 1301 | 1501 | 1
| 15147 | PSEG Fossil LLC | 2398 | Bergen Generating Station | 2201 | 2301 | 1
| 15147 | PSEG Fossil LLC | 2398 | Bergen Generating Station | 2101 | 2301 | 1
generator.data.860 |  |  |  | 2015
| Utility.ID | Utility.Name | Plant.Code | Plant.Name | State | County | Generator.ID | Technology | Prime.Mover | Unit.Code | Ownership | Duct.Burners | Can.Bypass.Heat.Recovery.Steam.Generator. | RTO.ISO.LMP.Node.Designation | RTO.ISO.Location.Designation.for.Reporting.Wholesale.Sales.Data.to.FERC | Nameplate.Capacity..MW. | Nameplate.Power.Factor | Summer.Capacity..MW. | Winter.Capacity..MW. | Minimum.Load..MW. | Uprate.or.Derate.Completed.During.Year | Month.Uprate.or.Derate.Completed | Year.Uprate.or.Derate.Completed | Status | Synchronized.to.Transmission.Grid | Operating.Month | Operating.Year | Planned.Retirement.Month | Planned.Retirement.Year | Associated.with.Combined.Heat.and.Power.System | Sector.Name | Sector | Topping.or.Bottoming | Energy.Source.1 | Energy.Source.2 | Energy.Source.3 | Energy.Source.4 | Energy.Source.5 | Energy.Source.6 | Startup.Source.1 | Startup.Source.2 | Startup.Source.3 | Startup.Source.4 | Solid.Fuel.Gasification.System. | Carbon.Capture.Technology. | Turbines..Inverters..or.Hydrokinetic.Buoys | Time.from.Cold.Shutdown.to.Full.Load | Fluidized.Bed.Technology. | Pulverized.Coal.Technology. | Stoker.Technology. | Other.Combustion.Technology. | Subcritical.Technology. | Supercritical.Technology. | Ultrasupercritical.Technology. | Planned.Net.Summer.Capacity.Uprate..MW. | Planned.Net.Winter.Capacity.Uprate..MW. | Planned.Uprate.Month | Planned.Uprate.Year | Planned.Net.Summer.Capacity.Derate..MW. | Planned.Net.Winter.Capacity.Derate..MW. | Planned.Derate.Month | Planned.Derate.Year | Planned.New.Prime.Mover | Planned.Energy.Source.1 | Planned.New.Nameplate.Capacity..MW. | Planned.Repower.Month | Planned.Repower.Year | Other.Planned.Modifications. | Other.Modifications.Month | Other.Modifications.Year | Cofire.Fuels. | Switch.Between.Oil.and.Natural.Gas.
| 15147 | PSEG Fossil LLC | 2398 | Bergen Generating Station | NJ | Bergen | 1101 | Natural Gas Fired Combined Cycle | CT | CC1 | S | X | N | 50397 | BERGEN 18 KV | 112.5 | 0.9 | 110 | 110 | 110 | N |  |  | OP | X | 6 | 1995 |  |  | N | IPP Non-CHP | 2 | X | NG | KER | [8 empty] | N | N |  | 12H | [23 empty] | N | Y
| 15147 | PSEG Fossil LLC | 2398 | Bergen Generating Station | NJ | Bergen | 1201 | Natural Gas Fired Combined Cycle | CT | CC1 | S | X | N | 50398 | BERGEN 18 KV | 112.5 | 0.9 | 110 | 110 | 110 | N |  |  | OP | X | 6 | 1995 |  |  | N | IPP Non-CHP | 2 | X | NG | KER | [8 empty] | N | N |  | 12H | [23 empty] | N | Y
| 15147 | PSEG Fossil LLC | 2398 | Bergen Generating Station | NJ | Bergen | 1301 | Natural Gas Fired Combined Cycle | CT | CC1 | S | X | N | 50399 | BERGEN 18 KV | 112.5 | 0.9 | 110 | 110 | 110 | N |  |  | OP | X | 6 | 1995 |  |  | N | IPP Non-CHP | 2 | X | NG | KER | [8 empty] | N | N |  | 12H | [23 empty] | N | Y
| 15147 | PSEG Fossil LLC | 2398 | Bergen Generating Station | NJ | Bergen | 1401 | Natural Gas Fired Combined Cycle | CT | CC1 | S | X | N | 50400 | BERGEN 18 KV | 112.5 | 0.9 | 110 | 110 | 110 | N |  |  | OP | X | 6 | 1995 |  |  | N | IPP Non-CHP | 2 | X | NG | KER | [8 empty] | N | N |  | 12H | [23 empty] | N | Y
| 15147 | PSEG Fossil LLC | 2398 | Bergen Generating Station | NJ | Bergen | 1501 | Natural Gas Fired Combined Cycle | CA | CC1 | S | N | X | 50401 | BERGEN 18 KV | 325.2 | 0.85 | 193 | 193 | 110 | N |  |  | OP | X | 5 | 1959 |  |  | N | IPP Non-CHP | 2 | X | NG | KER | [8 empty] | N | N |  | 12H | [23 empty] | N | Y
| 15147 | PSEG Fossil LLC | 2398 | Bergen Generating Station | NJ | Bergen | 2101 | Natural Gas Fired Combined Cycle | CT | CC1 | S | X | N | 5021666 | BERGEN 18 KV | 183.6 | 0.85 | 168 | 168 | 125 | N |  |  | OP | X | 6 | 2002 |  |  | N | IPP Non-CHP | 2 | X | NG | KER | [8 empty] | N | N |  | 12H | [7 empty] | 15 | 15 | 6 | 2016 | [12 empty] | N | Y
| 15147 | PSEG Fossil LLC | 2398 | Bergen Generating Station | NJ | Bergen | 2201 | Natural Gas Fired Combined Cycle | CT | CC1 | S | X | N | 5021667 | BERGEN 18 KV | 183.6 | 0.85 | 168 | 168 | 125 | N |  |  | OP | X | 6 | 2002 |  |  | N | IPP Non-CHP | 2 | X | NG | KER | [8 empty] | N | N |  | 12H | [7 empty] | 15 | 15 | 6 | 2016 | [12 empty] | N | Y
| 15147 | PSEG Fossil LLC | 2398 | Bergen Generating Station | NJ | Bergen | 2301 | Natural Gas Fired Combined Cycle | CA | CC1 | S | Y | X | 5021665 | BERGEN 18 KV | 258.4 | 0.85 | 224 | 224 | 125 | N |  |  | OP | X | 6 | 2002 |  |  | N | IPP Non-CHP | 2 | X | NG | [9 empty] | N | N |  | 12H | [23 empty] | N | Y
retiredGenerators.860 |  |  |  | 2015
| Utility.ID | Utility.Name | Plant.Code | Plant.Name | State | County | Generator.ID | Technology | Prime.Mover | Unit.Code | Ownership | Duct.Burners | Can.Bypass.Heat.Recovery.Steam.Generator. | RTO.ISO.LMP.Node.Designation | RTO.ISO.Location.Designation.for.Reporting.Wholesale.Sales.Data.to.FERC | Nameplate.Capacity..MW. | Nameplate.Power.Factor | Summer.Capacity..MW. | Winter.Capacity..MW. | Minimum.Load..MW. | Uprate.or.Derate.Completed.During.Year | Month.Uprate.or.Derate.Completed | Year.Uprate.or.Derate.Completed | Status | Synchronized.to.Transmission.Grid | Operating.Month | Operating.Year | Retirement.Month | Retirement.Year | Associated.with.Combined.Heat.and.Power.System | Sector.Name | Sector | Topping.or.Bottoming | Energy.Source.1 | Energy.Source.2 | Energy.Source.3 | Energy.Source.4 | Energy.Source.5 | Energy.Source.6 | Startup.Source.1 | Startup.Source.2 | Startup.Source.3 | Startup.Source.4 | Solid.Fuel.Gasification.System. | Carbon.Capture.Technology. | Turbines..Inverters..or.Hydrokinetic.Buoys | Time.from.Cold.Shutdown.to.Full.Load | Fluidized.Bed.Technology. | Pulverized.Coal.Technology. | Stoker.Technology. | Other.Combustion.Technology. | Subcritical.Technology. | Supercritical.Technology. | Ultrasupercritical.Technology. | Cofire.Fuels. | Switch.Between.Oil.and.Natural.Gas.
| 15147 | PSEG Fossil LLC | 2398 | Bergen Generating Station | NJ | Bergen | 3 | Natural Gas Fired Combustion Turbine | GT |  | S | X | X | 50402 | BERGEN 13 KV | 18.6 | 0.85 | 21 | 21 | 21 | N |  |  | RE | X | 7 | 1967 | 6 | 2015 | N | IPP Non-CHP | 2 | X | NG | [9 empty] | N | N |  | 1H | [7 empty] | N | N
Boiler_InfoDesign_Parameters.860 |  |  |  | 2015
| Utility.ID | Utility.Name | Plant.Code | Plant.Name | State | Boiler.ID | Boiler.Status | Type.of.Boiler | Inservice.Month | Inservice.Year | Retirement.Month | Retirement.Year | Firing.Type.1 | Firing.Type.2 | Firing.Type.3 | Max.Steam.Flow..Thousand.Pounds.per.Hour. | Firing.Rate.Using.Coal..0.1.Tons.per.Hour. | Firing.Rate.Using.Petroleum..0.1.Barrels.per.Hour. | Firing.Rate.Using.Gas..0.1.MCF.per.Hour. | Firing.Rate.Using.Other.Fuels | Waste.Heat.Input..Million.BTU.per.Hour. | Primary.Fuel.1 | Primary.Fuel.2 | Primary.Fuel.3 | Primary.Fuel.4 | Turndown.Ratio | Efficiency.100..Load | Efficiency.50..Load | Air.Flow.100..Load..Cubic.Feet.per.Minute. | Wet.Dry.Bottom | Fly.Ash.Reinjection | Steam.Plant.Type | missingData
| 15147 | PSEG Fossil LLC | 2398 | Bergen Generating Station | NJ | 1101 | OP | Db | 6 | 1995 |  |  | OT |  |  |  |  | 263.9 | 1249.2 |  | 2149.5 | NG | KER |  |  | 1.3 | 0.77 | 0.79 | 2790000 |  |  | 1 | 0
| 15147 | PSEG Fossil LLC | 2398 | Bergen Generating Station | NJ | 1201 | OP | Db | 6 | 1995 |  |  | OT |  |  |  |  | 263.9 | 1249.2 |  | 2149.5 | NG | KER |  |  | 1.3 | 0.77 | 0.79 | 2790000 |  |  | 1 | 0
| 15147 | PSEG Fossil LLC | 2398 | Bergen Generating Station | NJ | 1301 | OP | Db | 6 | 1995 |  |  | OT |  |  |  |  | 263.9 | 1249.5 |  | 2149.5 | NG | KER |  |  | 1.3 | 0.77 | 0.79 | 2790000 |  |  | 1 | 0
| 15147 | PSEG Fossil LLC | 2398 | Bergen Generating Station | NJ | 1401 | OP | Db | 6 | 1995 |  |  | OT |  |  |  |  | 263.9 | 1249.2 |  | 2149.5 | NG | KER |  |  | 1.3 | 0.77 | 0.79 | 2790000 |  |  | 1 | 0
| 15147 | PSEG Fossil LLC | 2398 | Bergen Generating Station | NJ | 2101 | OP | Db | 5 | 2002 |  |  | DB |  |  | 3540 | 0 | 0 | 220 | 0 | 1547.8 | NG |  |  |  | 2.7 | 0.93 | 0.9 | 825000 |  | N | 1 | 0
| 15147 | PSEG Fossil LLC | 2398 | Bergen Generating Station | NJ | 2201 | OP | Db | 5 | 2002 |  |  | DB |  |  | 3540 | 0 | 0 | 220 | 0 | 1574.8 | NG |  |  |  | 2.7 | 0.93 | 0.9 | 825000 |  | N | 1 | 0
boilerFuelData_923 |  |  |  | 2015
| Plant.Code | Combined.Heat.And..Power.Plant | Plant.Name | Operator.Name | Operator.Id | Plant.State | Census.Region | NERC.Region | NAICS.Code | Sector.Number | Sector.Name | Boiler.ID | Reported.Prime.Mover | Reported.Fuel.Type.Code | Physical.Unit.Label | Quantity.Of.Fuel.Consumed.January | Quantity.Of.Fuel.Consumed.February | Quantity.Of.Fuel.Consumed.March | Quantity.Of.Fuel.Consumed.April | Quantity.Of.Fuel.Consumed.May | Quantity.Of.Fuel.Consumed.June | Quantity.Of.Fuel.Consumed.July | Quantity.Of.Fuel.Consumed.August | Quantity.Of.Fuel.Consumed.September | Quantity.Of.Fuel.Consumed.October | Quantity.Of.Fuel.Consumed.November | Quantity.Of.Fuel.Consumed.December | MMbtu.Per.Unit.January | MMbtu.Per.Unit.February | MMbtu.Per.Unit.March | MMbtu.Per.Unit.April | MMbtu.Per.Unit.May | MMbtu.Per.Unit.June | MMbtu.Per.Unit.July | MMbtu.Per.Unit.August | MMbtu.Per.Unit.September | MMbtu.Per.Unit.October | MMbtu.Per.Unit.November | MMbtu.Per.Unit.December | Sulfur.Content.January | Sulfur.Content.February | Sulfur.Content.March | Sulfur.Content.April | Sulfur.Content.May | Sulfur.Content.June | Sulfur.Content.July | Sulfur.Content.August | Sulfur.Content.September | Sulfur.Content.October | Sulfur.Content.November | Sulfur.Content.December | Ash.Content.January | Ash.Content.February | Ash.Content.March | Ash.Content.April | Ash.Content.May | Ash.Content.June | Ash.Content.July | Ash.Content.August | Ash.Content.September | Ash.Content.October | Ash.Content.November | Ash.Content.December | Total.Fuel.Consumption.Quantity | YEAR | missingData
| 2398 | N | Bergen Generating Station | PSEG Fossil LLC | 15147 | NJ | MAT | RFC | 22 | 2 | NAICS-22 Non-Cogen | 1101 | CA | NG | Mcf | 0 | 0 | 0 | 0 | 0 | 0 | 0 | 0 | 0 | 0 | 0 | 0 | 0 | 0 | 0 | 0 | 0 | 0 | 0 | 0 | 0 | 0 | 0 | 0 | 0 | 0 | 0 | 0 | 0 | 0 | 0 | 0 | 0 | 0 | 0 | 0 | 0 | 0 | 0 | 0 | 0 | 0 | 0 | 0 | 0 | 0 | 0 | 0 | 0 | 2015 | 0
| 2398 | N | Bergen Generating Station | PSEG Fossil LLC | 15147 | NJ | MAT | RFC | 22 | 2 | NAICS-22 Non-Cogen | 1101 | CT | KER | barrels | 2314 | 36227 | 0 | 0 | 0 | 0 | 0 | 0 | 0 | 0 | 98 | 176 | 5.6 | 5.6 | 0 | 0 | 0 | 0 | 0 | 0 | 0 | 0 | 5.6 | 5.6 | 0.5 | 0.5 | 0 | 0 | 0 | 0 | 0 | 0 | 0 | 0 | 0.5 | 0.5 | 0 | 0 | 0 | 0 | 0 | 0 | 0 | 0 | 0 | 0 | 0 | 0 | 38815 | 2015 | 0
| 2398 | N | Bergen Generating Station | PSEG Fossil LLC | 15147 | NJ | MAT | RFC | 22 | 2 | NAICS-22 Non-Cogen | 1201 | CT | KER | barrels | 0 | 27461 | 0 | 0 | 0 | 0 | 0 | 0 | 0 | 0 | 0 | 41 | 0 | 5.6 | 0 | 0 | 0 | 0 | 0 | 0 | 0 | 0 | 0 | 5.6 | 0 | 0.5 | 0 | 0 | 0 | 0 | 0 | 0 | 0 | 0 | 0 | 0.5 | 0 | 0 | 0 | 0 | 0 | 0 | 0 | 0 | 0 | 0 | 0 | 0 | 27502 | 2015 | 0
| 2398 | N | Bergen Generating Station | PSEG Fossil LLC | 15147 | NJ | MAT | RFC | 22 | 2 | NAICS-22 Non-Cogen | 1201 | CT | NG | Mcf | 773084 | 562526 | 481321 | 743912 | 645303 | 709106 | 706400 | 672480 | 727851 | 689979 | 465987 | 208384 | 1.035 | 1.037 | 1.029 | 1.028 | 1.031 | 1.028 | 1.028 | 1.028 | 1.028 | 1.028 | 1.028 | 1.029 | 0 | 0 | 0 | 0 | 0 | 0 | 0 | 0 | 0 | 0 | 0 | 0 | 0 | 0 | 0 | 0 | 0 | 0 | 0 | 0 | 0 | 0 | 0 | 0 | 7386333 | 2015 | 0
| 2398 | N | Bergen Generating Station | PSEG Fossil LLC | 15147 | NJ | MAT | RFC | 22 | 2 | NAICS-22 Non-Cogen | 1101 | CT | NG | Mcf | 695737 | 332761 | 5049 | 471780 | 681211 | 577404 | 608339 | 513244 | 585469 | 594756 | 406678 | 534362 | 1.035 | 1.037 | 1.029 | 1.028 | 1.031 | 1.028 | 1.028 | 1.028 | 1.028 | 1.028 | 1.028 | 1.029 | 0 | 0 | 0 | 0 | 0 | 0 | 0 | 0 | 0 | 0 | 0 | 0 | 0 | 0 | 0 | 0 | 0 | 0 | 0 | 0 | 0 | 0 | 0 | 0 | 6006790 | 2015 | 0
| 2398 | N | Bergen Generating Station | PSEG Fossil LLC | 15147 | NJ | MAT | RFC | 22 | 2 | NAICS-22 Non-Cogen | 1301 | CA | NG | Mcf | 0 | 0 | 0 | 0 | 0 | 0 | 0 | 0 | 0 | 0 | 0 | 0 | 0 | 0 | 0 | 0 | 0 | 0 | 0 | 0 | 0 | 0 | 0 | 0 | 0 | 0 | 0 | 0 | 0 | 0 | 0 | 0 | 0 | 0 | 0 | 0 | 0 | 0 | 0 | 0 | 0 | 0 | 0 | 0 | 0 | 0 | 0 | 0 | 0 | 2015 | 0
| 2398 | N | Bergen Generating Station | PSEG Fossil LLC | 15147 | NJ | MAT | RFC | 22 | 2 | NAICS-22 Non-Cogen | 1201 | CA | NG | Mcf | 0 | 0 | 0 | 0 | 0 | 0 | 0 | 0 | 0 | 0 | 0 | 0 | 0 | 0 | 0 | 0 | 0 | 0 | 0 | 0 | 0 | 0 | 0 | 0 | 0 | 0 | 0 | 0 | 0 | 0 | 0 | 0 | 0 | 0 | 0 | 0 | 0 | 0 | 0 | 0 | 0 | 0 | 0 | 0 | 0 | 0 | 0 | 0 | 0 | 2015 | 0
| 2398 | N | Bergen Generating Station | PSEG Fossil LLC | 15147 | NJ | MAT | RFC | 22 | 2 | NAICS-22 Non-Cogen | 1301 | CT | KER | barrels | 0 | 8823 | 0 | 0 | 0 | 0 | 0 | 0 | 0 | 0 | 0 | 0 | 0 | 5.6 | 0 | 0 | 0 | 0 | 0 | 0 | 0 | 0 | 0 | 0 | 0 | 0.5 | 0 | 0 | 0 | 0 | 0 | 0 | 0 | 0 | 0 | 0 | 0 | 0 | 0 | 0 | 0 | 0 | 0 | 0 | 0 | 0 | 0 | 0 | 8823 | 2015 | 0
| 2398 | N | Bergen Generating Station | PSEG Fossil LLC | 15147 | NJ | MAT | RFC | 22 | 2 | NAICS-22 Non-Cogen | 1301 | CT | NG | Mcf | 715954 | 620088 | 416575 | 600142 | 654212 | 463517 | 603416 | 534068 | 557205 | 526281 | 275966 | 566081 | 1.035 | 1.037 | 1.029 | 1.028 | 1.031 | 1.028 | 1.028 | 1.028 | 1.028 | 1.028 | 1.028 | 1.029 | 0 | 0 | 0 | 0 | 0 | 0 | 0 | 0 | 0 | 0 | 0 | 0 | 0 | 0 | 0 | 0 | 0 | 0 | 0 | 0 | 0 | 0 | 0 | 0 | 6533505 | 2015 | 0
| 2398 | N | Bergen Generating Station | PSEG Fossil LLC | 15147 | NJ | MAT | RFC | 22 | 2 | NAICS-22 Non-Cogen | 1401 | CA | NG | Mcf | 0 | 0 | 0 | 0 | 0 | 0 | 0 | 0 | 0 | 0 | 0 | 0 | 0 | 0 | 0 | 0 | 0 | 0 | 0 | 0 | 0 | 0 | 0 | 0 | 0 | 0 | 0 | 0 | 0 | 0 | 0 | 0 | 0 | 0 | 0 | 0 | 0 | 0 | 0 | 0 | 0 | 0 | 0 | 0 | 0 | 0 | 0 | 0 | 0 | 2015 | 0
| 2398 | N | Bergen Generating Station | PSEG Fossil LLC | 15147 | NJ | MAT | RFC | 22 | 2 | NAICS-22 Non-Cogen | 1401 | CT | KER | barrels | 0 | 23612 | 0 | 0 | 0 | 0 | 0 | 0 | 0 | 0 | 0 | 0 | 0 | 5.6 | 0 | 0 | 0 | 0 | 0 | 0 | 0 | 0 | 0 | 0 | 0 | 0.5 | 0 | 0 | 0 | 0 | 0 | 0 | 0 | 0 | 0 | 0 | 0 | 0 | 0 | 0 | 0 | 0 | 0 | 0 | 0 | 0 | 0 | 0 | 23612 | 2015 | 0
| 2398 | N | Bergen Generating Station | PSEG Fossil LLC | 15147 | NJ | MAT | RFC | 22 | 2 | NAICS-22 Non-Cogen | 2101 | CT | NG | Mcf | 844556 | 840623 | 868720 | 0 | 0 | 620934 | 882866 | 890860 | 1022933 | 892646 | 615993 | 753565 | 1.035 | 1.037 | 1.029 | 0 | 0 | 1.028 | 1.028 | 1.028 | 1.028 | 1.028 | 1.028 | 1.029 | 0 | 0 | 0 | 0 | 0 | 0 | 0 | 0 | 0 | 0 | 0 | 0 | 0 | 0 | 0 | 0 | 0 | 0 | 0 | 0 | 0 | 0 | 0 | 0 | 8233696 | 2015 | 0
| 2398 | N | Bergen Generating Station | PSEG Fossil LLC | 15147 | NJ | MAT | RFC | 22 | 2 | NAICS-22 Non-Cogen | 1401 | CT | NG | Mcf | 508908 | 588903 | 414004 | 615682 | 732210 | 645984 | 721583 | 446427 | 629256 | 604248 | 549204 | 469774 | 1.035 | 1.037 | 1.029 | 1.028 | 1.031 | 1.028 | 1.028 | 1.028 | 1.028 | 1.028 | 1.028 | 1.029 | 0 | 0 | 0 | 0 | 0 | 0 | 0 | 0 | 0 | 0 | 0 | 0 | 0 | 0 | 0 | 0 | 0 | 0 | 0 | 0 | 0 | 0 | 0 | 0 | 6926183 | 2015 | 0
| 2398 | N | Bergen Generating Station | PSEG Fossil LLC | 15147 | NJ | MAT | RFC | 22 | 2 | NAICS-22 Non-Cogen | 2201 | CA | NG | Mcf | 2424 | 13579 | 14782 | 0 | 0 | 37822 | 74498 | 57413 | 67144 | 4329 | 9111 | 4330 | 1.035 | 1.037 | 1.029 | 0 | 0 | 1.028 | 1.028 | 1.028 | 1.028 | 1.028 | 1.028 | 1.029 | 0 | 0 | 0 | 0 | 0 | 0 | 0 | 0 | 0 | 0 | 0 | 0 | 0 | 0 | 0 | 0 | 0 | 0 | 0 | 0 | 0 | 0 | 0 | 0 | 285432 | 2015 | 0
| 2398 | N | Bergen Generating Station | PSEG Fossil LLC | 15147 | NJ | MAT | RFC | 22 | 2 | NAICS-22 Non-Cogen | 2101 | CA | NG | Mcf | 1380 | 784 | 15810 | 0 | 0 | 40165 | 101758 | 88850 | 92713 | 14152 | 8882 | 9776 | 1.035 | 1.037 | 1.029 | 0 | 0 | 1.028 | 1.028 | 1.028 | 1.028 | 1.028 | 1.028 | 1.03 | 0 | 0 | 0 | 0 | 0 | 0 | 0 | 0 | 0 | 0 | 0 | 0 | 0 | 0 | 0 | 0 | 0 | 0 | 0 | 0 | 0 | 0 | 0 | 0 | 374270 | 2015 | 0
| 2398 | N | Bergen Generating Station | PSEG Fossil LLC | 15147 | NJ | MAT | RFC | 22 | 2 | NAICS-22 Non-Cogen | 2101 | CT | KER | barrels | 0 | 0 | 0 | 0 | 0 | 0 | 0 | 0 | 0 | 0 | 0 | 402 | 0 | 0 | 0 | 0 | 0 | 0 | 0 | 0 | 0 | 0 | 0 | 5.6 | 0 | 0 | 0 | 0 | 0 | 0 | 0 | 0 | 0 | 0 | 0 | 0.5 | 0 | 0 | 0 | 0 | 0 | 0 | 0 | 0 | 0 | 0 | 0 | 0 | 402 | 2015 | 0
| 2398 | N | Bergen Generating Station | PSEG Fossil LLC | 15147 | NJ | MAT | RFC | 22 | 2 | NAICS-22 Non-Cogen | 2201 | CT | KER | barrels | 0 | 0 | 0 | 0 | 0 | 0 | 0 | 0 | 0 | 0 | 0 | 10 | 0 | 0 | 0 | 0 | 0 | 0 | 0 | 0 | 0 | 0 | 0 | 5.6 | 0 | 0 | 0 | 0 | 0 | 0 | 0 | 0 | 0 | 0 | 0 | 0.5 | 0 | 0 | 0 | 0 | 0 | 0 | 0 | 0 | 0 | 0 | 0 | 0 | 10 | 2015 | 0
| 2398 | N | Bergen Generating Station | PSEG Fossil LLC | 15147 | NJ | MAT | RFC | 22 | 2 | NAICS-22 Non-Cogen | 2201 | CT | NG | Mcf | 752316 | 890836 | 864897 | 0 | 0 | 630992 | 890493 | 826784 | 971176 | 911122 | 701656 | 547083 | 1.035 | 1.037 | 1.029 | 0 | 0 | 1.028 | 1.028 | 1.028 | 1.028 | 1.028 | 1.028 | 1.029 | 0 | 0 | 0 | 0 | 0 | 0 | 0 | 0 | 0 | 0 | 0 | 0 | 0 | 0 | 0 | 0 | 0 | 0 | 0 | 0 | 0 | 0 | 0 | 0 | 7987355 | 2015 | 0
generation.data.923 |  |  |  | 2015
| Plant.Code | Combined.Heat.And.Power.Plant | Plant.Name | Operator.Name | Operator.Id | Plant.State | Census.Region | NERC.Region | NAICS.Code | Sector.Number | Sector.Name | Generator.ID | Reported.Prime.Mover | Net.Generation.January | Net.Generation.February | Net.Generation.March | Net.Generation.April | Net.Generation.May | Net.Generation.June | Net.Generation.July | Net.Generation.August | Net.Generation.September | Net.Generation.October | Net.Generation.November | Net.Generation.December | Net.Generation.Year.To.Date | YEAR | missingData
| 2398 | N | Bergen Generating Station | PSEG Fossil LLC | 15147 | NJ | MAT | RFC | 22 | 2 | NAICS-22 Non-Cogen | 1101 | CT | 59060 | 45074 | 469 | 37150 | 53333 | 43498 | 45160 | 38332 | 43886 | 46860 | 32012 | 42003 | 486837 | 2015 | 0
| 2398 | N | Bergen Generating Station | PSEG Fossil LLC | 15147 | NJ | MAT | RFC | 22 | 2 | NAICS-22 Non-Cogen | 2101 | CT | 72573 | 73637 | 79861 | 0 | 0 | 58269 | 87881 | 86424 | 102357 | 81507 | 55837 | 67996 | 766342 | 2015 | 0
| 2398 | N | Bergen Generating Station | PSEG Fossil LLC | 15147 | NJ | MAT | RFC | 22 | 2 | NAICS-22 Non-Cogen | 2201 | CT | 63475 | 80296 | 79990 | 0 | 0 | 59324 | 83820 | 76706 | 91646 | 77388 | 60151 | 48605 | 721401 | 2015 | 0
| 2398 | N | Bergen Generating Station | PSEG Fossil LLC | 15147 | NJ | MAT | RFC | 22 | 2 | NAICS-22 Non-Cogen | 1401 | CT | 45652 | 63371 | 37650 | 53336 | 62448 | 52819 | 58822 | 36077 | 51394 | 52327 | 47556 | 40026 | 601478 | 2015 | 0
| 2398 | N | Bergen Generating Station | PSEG Fossil LLC | 15147 | NJ | MAT | RFC | 22 | 2 | NAICS-22 Non-Cogen | 1501 | CA | 105145 | 99036 | 48983 | 98106 | 113329 | 93727 | 106257 | 83466 | 101012 | 98796 | 66136 | 68152 | 1082145 | 2015 | 0
| 2398 | N | Bergen Generating Station | PSEG Fossil LLC | 15147 | NJ | MAT | RFC | 22 | 2 | NAICS-22 Non-Cogen | 1201 | CT | 65487 | 60374 | 41527 | 62617 | 52181 | 55796 | 54540 | 52739 | 56599 | 56685 | 38158 | 17318 | 614021 | 2015 | 0
| 2398 | N | Bergen Generating Station | PSEG Fossil LLC | 15147 | NJ | MAT | RFC | 22 | 2 | NAICS-22 Non-Cogen | 2301 | CA | 82416 | 87545 | 88881 | -233 | -299 | 74459 | 116504 | 108630 | 124989 | 98298 | 70887 | 64718 | 916795 | 2015 | 0
| 2398 | N | Bergen Generating Station | PSEG Fossil LLC | 15147 | NJ | MAT | RFC | 22 | 2 | NAICS-22 Non-Cogen | 1301 | CT | 59427 | 56030 | 35704 | 48494 | 51478 | 35514 | 45424 | 40370 | 42499 | 42176 | 21855 | 45390 | 524361 | 2015 | 0
page1GenFuelData.923 |  |  |  | 2015
| Plant.Code | Combined.Heat.And.Power.Plant | Nuclear.Unit.Id | Plant.Name | Operator.Name | Operator.Id | Plant.State | Census.Region | NERC.Region | Reserved | NAICS.Code | EIA.Sector.Number | Sector.Name | Reported.Prime.Mover | Reported.Fuel.Type.Code | AER.Fuel.Type.Code | Reserved.1 | Reserved.2 | Physical.Unit.Label | Quantity.January | Quantity.February | Quantity.March | Quantity.April | Quantity.May | Quantity.June | Quantity.July | Quantity.August | Quantity.September | Quantity.October | Quantity.November | Quantity.December | Elec_Quantity.January | Elec_Quantity.February | Elec_Quantity.March | Elec_Quantity.April | Elec_Quantity.May | Elec_Quantity.June | Elec_Quantity.July | Elec_Quantity.August | Elec_Quantity.September | Elec_Quantity.October | Elec_Quantity.November | Elec_Quantity.December | MMBtuPer_Unit.January | MMBtuPer_Unit.February | MMBtuPer_Unit.March | MMBtuPer_Unit.April | MMBtuPer_Unit.May | MMBtuPer_Unit.June | MMBtuPer_Unit.July | MMBtuPer_Unit.August | MMBtuPer_Unit.September | MMBtuPer_Unit.October | MMBtuPer_Unit.November | MMBtuPer_Unit.December | Tot_MMBtu.January | Tot_MMBtu.February | Tot_MMBtu.March | Tot_MMBtu.April | Tot_MMBtu.May | Tot_MMBtu.June | Tot_MMBtu.July | Tot_MMBtu.August | Tot_MMBtu.September | Tot_MMBtu.October | Tot_MMBtu.November | Tot_MMBtu.December | Elec_MMBtu.January | Elec_MMBtu.February | Elec_MMBtu.March | Elec_MMBtu.April | Elec_MMBtu.May | Elec_MMBtu.June | Elec_MMBtu.July | Elec_MMBtu.August | Elec_MMBtu.September | Elec_MMBtu.October | Elec_MMBtu.November | Elec_MMBtu.December | Netgen.January | Netgen.February | Netgen.March | Netgen.April | Netgen.May | Netgen.June | Netgen.July | Netgen.August | Netgen.September | Netgen.October | Netgen.November | Netgen.December | Total.Fuel.Consumption.Quantity | Electric.Fuel.Consumption.Quantity | Total.Fuel.Consumption.MMBtu | Elec.Fuel.Consumption.MMBtu | Net.Generation..Megawatthours. | YEAR | missingData
| 2398 | N | . | Bergen Generating Station | PSEG Fossil LLC | 15147 | NJ | MAT | RFC |  | 22 | 2 | NAICS-22 Non-Cogen | CA | KER | WOO |  |  | barrels | 0 | 0 | 0 | 0 | 0 | 0 | 0 | 0 | 0 | 0 | 0 | 0 | 0 | 0 | 0 | 0 | 0 | 0 | 0 | 0 | 0 | 0 | 0 | 0 | 0 | 0 | 0 | 0 | 0 | 0 | 0 | 0 | 0 | 0 | 0 | 0 | 0 | 0 | 0 | 0 | 0 | 0 | 0 | 0 | 0 | 0 | 0 | 0 | 0 | 0 | 0 | 0 | 0 | 0 | 0 | 0 | 0 | 0 | 0 | 0 | 545.244 | 22166.84 | 0 | 0 | 0 | 0 | 0 | 0 | 0 | 0 | 24.11 | 146.872 | 0 | 0 | 0 | 0 | 22883.066 | 2015 | 0
| 2398 | N | . | Bergen Generating Station | PSEG Fossil LLC | 15147 | NJ | MAT | RFC |  | 22 | 2 | NAICS-22 Non-Cogen | CA | NG | NG |  |  | mcf | 3804 | 14363 | 30592 | 0 | 0 | 77987 | 176256 | 146263 | 159857 | 18481 | 17993 | 14106 | 3804 | 14363 | 30592 | 0 | 0 | 77987 | 176256 | 146263 | 159857 | 18481 | 17993 | 14106 | 1.035 | 1.037 | 1.029 | 0 | 0 | 1.028 | 1.028 | 1.028 | 1.028 | 1.028 | 1.028 | 1.03 | 3937 | 14894 | 31479 | 0 | 0 | 80171 | 181191 | 150358 | 164333 | 18998 | 18497 | 14529 | 3937 | 14894 | 31479 | 0 | 0 | 80171 | 181191 | 150358 | 164333 | 18998 | 18497 | 14529 | 187015.76 | 164414.16 | 137864 | 97873 | 113030 | 168186 | 222761 | 192096 | 226001 | 197094 | 136998.89 | 132723.13 | 659702 | 659702 | 678387 | 678387 | 1976056.9 | 2015 | 0
| 2398 | N | . | Bergen Generating Station | PSEG Fossil LLC | 15147 | NJ | MAT | RFC |  | 22 | 2 | NAICS-22 Non-Cogen | CT | KER | WOO |  |  | barrels | 2314 | 96123 | 0 | 0 | 0 | 0 | 0 | 0 | 0 | 0 | 98 | 629 | 2314 | 96123 | 0 | 0 | 0 | 0 | 0 | 0 | 0 | 0 | 98 | 629 | 5.6 | 5.6 | 0 | 0 | 0 | 0 | 0 | 0 | 0 | 0 | 5.6 | 5.6 | 12958 | 538289 | 0 | 0 | 0 | 0 | 0 | 0 | 0 | 0 | 549 | 3522 | 12958 | 538289 | 0 | 0 | 0 | 0 | 0 | 0 | 0 | 0 | 549 | 3522 | 1063.962 | 45149.79 | 0 | 0 | 0 | 0 | 0 | 0 | 0 | 0 | 45.237 | 290.201 | 99164 | 99164 | 555318 | 555318 | 46549.19 | 2015 | 0
| 2398 | N | . | Bergen Generating Station | PSEG Fossil LLC | 15147 | NJ | MAT | RFC |  | 22 | 2 | NAICS-22 Non-Cogen | CT | NG | NG |  |  | mcf | 4290555 | 3835737 | 3050566 | 2431516 | 2712936 | 3647937 | 4413097 | 3883863 | 4493890 | 4219032 | 3015484 | 3079249 | 4290555 | 3835737 | 3050566 | 2431516 | 2712936 | 3647937 | 4413097 | 3883863 | 4493890 | 4219032 | 3015484 | 3079249 | 1.035 | 1.037 | 1.029 | 1.028 | 1.031 | 1.028 | 1.028 | 1.028 | 1.028 | 1.028 | 1.028 | 1.029 | 4440724 | 3977659 | 3139032 | 2499598 | 2797037 | 3750079 | 4536664 | 3992611 | 4619719 | 4337165 | 3099918 | 3168547 | 4440724 | 3977659 | 3139032 | 2499598 | 2797037 | 3750079 | 4536664 | 3992611 | 4619719 | 4337165 | 3099918 | 3168547 | 364610.04 | 333632.21 | 275201 | 201597 | 219440 | 305220 | 375647 | 330648 | 388381 | 356943 | 255523.76 | 261047.8 | 43073862 | 43073862 | 44358753 | 44358753 | 3667890.8 | 2015 | 0
| 2398 | N | . | Bergen Generating Station | PSEG Fossil LLC | 15147 | NJ | MAT | RFC |  | 22 | 2 | NAICS-22 Non-Cogen | GT | NG | NG |  |  | mcf | 0 | 0 | 8435 | 7819 | 0 | 0 | 0 | 0 | 0 | 0 | 0 | 0 | 0 | 0 | 8435 | 7819 | 0 | 0 | 0 | 0 | 0 | 0 | 0 | 0 | 0 | 0 | 1.029 | 1.028 | 0 | 0 | 0 | 0 | 0 | 0 | 0 | 0 | 0 | 0 | 8680 | 8038 | 0 | 0 | 0 | 0 | 0 | 0 | 0 | 0 | 0 | 0 | 8680 | 8038 | 0 | 0 | 0 | 0 | 0 | 0 | 0 | 0 | -13 | -13 | 545 | 508 | -6 | -6 | -6 | -6 | -6 | -6 | -1 | 0 | 16254 | 16254 | 16718 | 16718 | 990 | 2015 | 0
FuelHeatByLine |  |  |  | 2015
| Plant.Code | Boiler.ID | bogen | Reported.Prime.Mover_bf.923 | Reported.Fuel.Type.Code | Fuel.Heat.January | Fuel.Heat.February | Fuel.Heat.March | Fuel.Heat.April | Fuel.Heat.May | Fuel.Heat.June | Fuel.Heat.July | Fuel.Heat.August | Fuel.Heat.September | Fuel.Heat.October | Fuel.Heat.November | Fuel.Heat.December | YEAR
| 2398 | 1101 | 2398^1 | CA | NG | 0 | 0 | 0 | 0 | 0 | 0 | 0 | 0 | 0 | 0 | 0 | 0 | 2015
| 2398 | 1101 | 2398^1 | CT | KER | 12958.4 | 202871.2 | 0 | 0 | 0 | 0 | 0 | 0 | 0 | 0 | 548.8 | 985.6 | 2015
| 2398 | 1101 | 2398^1 | CT | NG | 720087.795 | 345073.157 | 5195.421 | 484989.84 | 702328.541 | 593571.312 | 625372.492 | 527614.832 | 601862.132 | 611409.168 | 418064.984 | 549858.498 | 2015
| 2398 | 1201 | 2398^1 | CA | NG | 0 | 0 | 0 | 0 | 0 | 0 | 0 | 0 | 0 | 0 | 0 | 0 | 2015
| 2398 | 1201 | 2398^1 | CT | KER | 0 | 153781.6 | 0 | 0 | 0 | 0 | 0 | 0 | 0 | 0 | 0 | 229.6 | 2015
| 2398 | 1201 | 2398^1 | CT | NG | 800141.94 | 583339.462 | 495279.309 | 764741.536 | 665307.393 | 728960.968 | 726179.2 | 691309.44 | 748230.828 | 709298.412 | 479034.636 | 214427.136 | 2015
| 2398 | 1301 | 2398^1 | CA | NG | 0 | 0 | 0 | 0 | 0 | 0 | 0 | 0 | 0 | 0 | 0 | 0 | 2015
| 2398 | 1301 | 2398^1 | CT | NG | 741012.39 | 643031.256 | 428655.675 | 616945.976 | 674492.572 | 476495.476 | 620311.648 | 549021.904 | 572806.74 | 541016.868 | 283693.048 | 582497.349 | 2015
| 2398 | 1301 | 2398^1 | CT | KER | 0 | 49408.8 | 0 | 0 | 0 | 0 | 0 | 0 | 0 | 0 | 0 | 0 | 2015
| 2398 | 1401 | 2398^1 | CA | NG | 0 | 0 | 0 | 0 | 0 | 0 | 0 | 0 | 0 | 0 | 0 | 0 | 2015
| 2398 | 1401 | 2398^1 | CT | KER | 0 | 132227.2 | 0 | 0 | 0 | 0 | 0 | 0 | 0 | 0 | 0 | 0 | 2015
| 2398 | 1401 | 2398^1 | CT | NG | 526719.78 | 610692.411 | 426010.116 | 632921.096 | 754908.51 | 664071.552 | 741787.324 | 458926.956 | 646875.168 | 621166.944 | 564581.712 | 483397.446 | 2015
| 2398 | 2101 | 2398^1 | CA | NG | 1428.3 | 813.008 | 16268.49 | 0 | 0 | 41289.62 | 104607.224 | 91337.8 | 95308.964 | 14548.256 | 9130.696 | 10069.28 | 2015
| 2398 | 2101 | 2398^1 | CT | KER | 0 | 0 | 0 | 0 | 0 | 0 | 0 | 0 | 0 | 0 | 0 | 2251.2 | 2015
| 2398 | 2101 | 2398^1 | CT | NG | 874115.46 | 871726.051 | 893912.88 | 0 | 0 | 638320.152 | 907586.248 | 915804.08 | 1051575.124 | 917640.088 | 633240.804 | 775418.385 | 2015
| 2398 | 2201 | 2398^1 | CT | KER | 0 | 0 | 0 | 0 | 0 | 0 | 0 | 0 | 0 | 0 | 0 | 56 | 2015
| 2398 | 2201 | 2398^1 | CT | NG | 778647.06 | 923796.932 | 889979.013 | 0 | 0 | 648659.776 | 915426.804 | 849933.952 | 998368.928 | 936633.416 | 721302.368 | 562948.407 | 2015
| 2398 | 2201 | 2398^1 | CA | NG | 2508.84 | 14081.423 | 15210.678 | 0 | 0 | 38881.016 | 76583.944 | 59020.564 | 69024.032 | 4450.212 | 9366.108 | 4455.57 | 2015
NetGenByLine |  |  |  | 2015
| Plant.Code | Generator.ID | bogen | Reported.Prime.Mover | Net.Generation.Year.To.Date | Net.Generation.January | Net.Generation.February | Net.Generation.March | Net.Generation.April | Net.Generation.May | Net.Generation.June | Net.Generation.July | Net.Generation.August | Net.Generation.September | Net.Generation.October | Net.Generation.November | Net.Generation.December | YEAR
| 2398 | 1101 | 2398^1 | CT | 486837 | 59060 | 45074 | 469 | 37150 | 53333 | 43498 | 45160 | 38332 | 43886 | 46860 | 32012 | 42003 | 2015
| 2398 | 1201 | 2398^1 | CT | 614021 | 65487 | 60374 | 41527 | 62617 | 52181 | 55796 | 54540 | 52739 | 56599 | 56685 | 38158 | 17318 | 2015
| 2398 | 1301 | 2398^1 | CT | 524361 | 59427 | 56030 | 35704 | 48494 | 51478 | 35514 | 45424 | 40370 | 42499 | 42176 | 21855 | 45390 | 2015
| 2398 | 1401 | 2398^1 | CT | 601478 | 45652 | 63371 | 37650 | 53336 | 62448 | 52819 | 58822 | 36077 | 51394 | 52327 | 47556 | 40026 | 2015
| 2398 | 1501 | 2398^1 | CA | 1082145 | 105145 | 99036 | 48983 | 98106 | 113329 | 93727 | 106257 | 83466 | 101012 | 98796 | 66136 | 68152 | 2015
| 2398 | 2101 | 2398^1 | CT | 766342 | 72573 | 73637 | 79861 | 0 | 0 | 58269 | 87881 | 86424 | 102357 | 81507 | 55837 | 67996 | 2015
| 2398 | 2201 | 2398^1 | CT | 721401 | 63475 | 80296 | 79990 | 0 | 0 | 59324 | 83820 | 76706 | 91646 | 77388 | 60151 | 48605 | 2015
| 2398 | 2301 | 2398^1 | CA | 916795 | 82416 | 87545 | 88881 | -233 | -299 | 74459 | 116504 | 108630 | 124989 | 98298 | 70887 | 64718 | 2015
FuelHeatByBoilerID |  |  |  | 2015
| Plant.Code | Boiler.ID | bogen | Reported.Prime.Mover_bf.923 | flagFuelHeat | Boiler.ID.Total.Fuel.Heat.January | Boiler.ID.Total.Fuel.Heat.February | Boiler.ID.Total.Fuel.Heat.March | Boiler.ID.Total.Fuel.Heat.April | Boiler.ID.Total.Fuel.Heat.May | Boiler.ID.Total.Fuel.Heat.June | Boiler.ID.Total.Fuel.Heat.July | Boiler.ID.Total.Fuel.Heat.August | Boiler.ID.Total.Fuel.Heat.September | Boiler.ID.Total.Fuel.Heat.October | Boiler.ID.Total.Fuel.Heat.November | Boiler.ID.Total.Fuel.Heat.December | YEAR
| 2398 | 1101 | 2398^1 | CA | 0 | 733046.195 | 547944.357 | 5195.421 | 484989.84 | 702328.541 | 593571.312 | 625372.492 | 527614.832 | 601862.132 | 611409.168 | 418613.784 | 550844.098 | 2015
| 2398 | 1201 | 2398^1 | CT | 0 | 800141.94 | 737121.062 | 495279.309 | 764741.536 | 665307.393 | 728960.968 | 726179.2 | 691309.44 | 748230.828 | 709298.412 | 479034.636 | 214656.736 | 2015
| 2398 | 1301 | 2398^1 | CA | 0 | 741012.39 | 692440.056 | 428655.675 | 616945.976 | 674492.572 | 476495.476 | 620311.648 | 549021.904 | 572806.74 | 541016.868 | 283693.048 | 582497.349 | 2015
| 2398 | 1401 | 2398^1 | CT | 0 | 526719.78 | 742919.611 | 426010.116 | 632921.096 | 754908.51 | 664071.552 | 741787.324 | 458926.956 | 646875.168 | 621166.944 | 564581.712 | 483397.446 | 2015
| 2398 | 2101 | 2398^1 | CT | 0 | 875543.76 | 872539.059 | 910181.37 | 0 | 0 | 679609.772 | 1012193.472 | 1007141.88 | 1146884.088 | 932188.344 | 642371.5 | 787738.865 | 2015
| 2398 | 2201 | 2398^1 | CT | 0 | 781155.9 | 937878.355 | 905189.691 | 0 | 0 | 687540.792 | 992010.748 | 908954.516 | 1067392.96 | 941083.628 | 730668.476 | 567459.977 | 2015
NetGenByGeneratorID |  |  |  | 2015
| Plant.Code | Generator.ID | bogen | Reported.Prime.Mover_923 | Net.Generation.mwh | Generator.ID.Total.Net.Generation.January | Generator.ID.Total.Net.Generation.February | Generator.ID.Total.Net.Generation.March | Generator.ID.Total.Net.Generation.April | Generator.ID.Total.Net.Generation.May | Generator.ID.Total.Net.Generation.June | Generator.ID.Total.Net.Generation.July | Generator.ID.Total.Net.Generation.August | Generator.ID.Total.Net.Generation.September | Generator.ID.Total.Net.Generation.October | Generator.ID.Total.Net.Generation.November | Generator.ID.Total.Net.Generation.December | YEAR
| 2398 | 1101 | 2398^1 | CT | 486837 | 59060 | 45074 | 469 | 37150 | 53333 | 43498 | 45160 | 38332 | 43886 | 46860 | 32012 | 42003 | 2015
| 2398 | 1201 | 2398^1 | CT | 614021 | 65487 | 60374 | 41527 | 62617 | 52181 | 55796 | 54540 | 52739 | 56599 | 56685 | 38158 | 17318 | 2015
| 2398 | 1301 | 2398^1 | CT | 524361 | 59427 | 56030 | 35704 | 48494 | 51478 | 35514 | 45424 | 40370 | 42499 | 42176 | 21855 | 45390 | 2015
| 2398 | 1401 | 2398^1 | CT | 601478 | 45652 | 63371 | 37650 | 53336 | 62448 | 52819 | 58822 | 36077 | 51394 | 52327 | 47556 | 40026 | 2015
| 2398 | 1501 | 2398^1 | CA | 1082145 | 105145 | 99036 | 48983 | 98106 | 113329 | 93727 | 106257 | 83466 | 101012 | 98796 | 66136 | 68152 | 2015
| 2398 | 2101 | 2398^1 | CT | 766342 | 72573 | 73637 | 79861 | 0 | 0 | 58269 | 87881 | 86424 | 102357 | 81507 | 55837 | 67996 | 2015
| 2398 | 2201 | 2398^1 | CT | 721401 | 63475 | 80296 | 79990 | 0 | 0 | 59324 | 83820 | 76706 | 91646 | 77388 | 60151 | 48605 | 2015
| 2398 | 2301 | 2398^1 | CA | 916795 | 82416 | 87545 | 88881 | -233 | -299 | 74459 | 116504 | 108630 | 124989 | 98298 | 70887 | 64718 | 2015
FuelHeatByBogen |  |  |  | 2015
| Plant.Code | blankCol | bogen | Reported.Prime.Mover_bf.923 | flagFuelHeat | Bogen.Total.Fuel.Heat.January | Bogen.Total.Fuel.Heat.February | Bogen.Total.Fuel.Heat.March | Bogen.Total.Fuel.Heat.April | Bogen.Total.Fuel.Heat.May | Bogen.Total.Fuel.Heat.June | Bogen.Total.Fuel.Heat.July | Bogen.Total.Fuel.Heat.August | Bogen.Total.Fuel.Heat.September | Bogen.Total.Fuel.Heat.October | Bogen.Total.Fuel.Heat.November | Bogen.Total.Fuel.Heat.December | YEAR
| 2398 |  | 2398^1 | CT | 0 | 4457619.965 | 4530842.5 | 3170511.582 | 2499598.448 | 2797037.016 | 3830249.872 | 4717854.884 | 4142969.528 | 4784051.916 | 4356163.364 | 3118963.156 | 3186594.471 | 2015
| 2398 |  | 2398^1 | CA | 0 | 4457619.965 | 4530842.5 | 3170511.582 | 2499598.448 | 2797037.016 | 3830249.872 | 4717854.884 | 4142969.528 | 4784051.916 | 4356163.364 | 3118963.156 | 3186594.471 | 2015
NetGenByBogen |  |  |  | 2015
| Plant.Code | blankCol | bogen | Reported.Prime.Mover_923 | Net.Generation.mwh | Bogen.Total.Net.Generation.January | Bogen.Total.Net.Generation.February | Bogen.Total.Net.Generation.March | Bogen.Total.Net.Generation.April | Bogen.Total.Net.Generation.May | Bogen.Total.Net.Generation.June | Bogen.Total.Net.Generation.July | Bogen.Total.Net.Generation.August | Bogen.Total.Net.Generation.September | Bogen.Total.Net.Generation.October | Bogen.Total.Net.Generation.November | Bogen.Total.Net.Generation.December | YEAR
| 2398 |  | 2398^1 | CT | 486837 | 553235 | 565363 | 413065 | 299470 | 332470 | 473406 | 598408 | 522744 | 614382 | 554037 | 392592 | 394208 | 2015
| 2398 |  | 2398^1 | CT | 601478 | 553235 | 565363 | 413065 | 299470 | 332470 | 473406 | 598408 | 522744 | 614382 | 554037 | 392592 | 394208 | 2015
| 2398 |  | 2398^1 | CA | 1082145 | 553235 | 565363 | 413065 | 299470 | 332470 | 473406 | 598408 | 522744 | 614382 | 554037 | 392592 | 394208 | 2015
| 2398 |  | 2398^1 | CT | 614021 | 553235 | 565363 | 413065 | 299470 | 332470 | 473406 | 598408 | 522744 | 614382 | 554037 | 392592 | 394208 | 2015
| 2398 |  | 2398^1 | CT | 524361 | 553235 | 565363 | 413065 | 299470 | 332470 | 473406 | 598408 | 522744 | 614382 | 554037 | 392592 | 394208 | 2015
| 2398 |  | 2398^1 | CA | 916795 | 553235 | 565363 | 413065 | 299470 | 332470 | 473406 | 598408 | 522744 | 614382 | 554037 | 392592 | 394208 | 2015
| 2398 |  | 2398^1 | CT | 766342 | 553235 | 565363 | 413065 | 299470 | 332470 | 473406 | 598408 | 522744 | 614382 | 554037 | 392592 | 394208 | 2015
| 2398 |  | 2398^1 | CT | 721401 | 553235 | 565363 | 413065 | 299470 | 332470 | 473406 | 598408 | 522744 | 614382 | 554037 | 392592 | 394208 | 2015
ThermalEfficiencyByBogen |  |  |  | 2015
| Plant.Code | blankCol | bogen | Reported.Prime.Mover_923 | Net.Generation.mwh | ThermalEfficiency.January | ThermalEfficiency.February | ThermalEfficiency.March | ThermalEfficiency.April | ThermalEfficiency.May | ThermalEfficiency.June | ThermalEfficiency.July | ThermalEfficiency.August | ThermalEfficiency.September | ThermalEfficiency.October | ThermalEfficiency.November | ThermalEfficiency.December | YEAR
| 2398 |  | 2398^1 | CT | 486837 | 0.42348 | 0.42577 | 0.44455 | 0.4088 | 0.40558 | 0.42173 | 0.43279 | 0.43053 | 0.4382 | 0.43397 | 0.42949 | 0.42211 | 2015
| 2398 |  | 2398^1 | CT | 601478 | 0.42348 | 0.42577 | 0.44455 | 0.4088 | 0.40558 | 0.42173 | 0.43279 | 0.43053 | 0.4382 | 0.43397 | 0.42949 | 0.42211 | 2015
| 2398 |  | 2398^1 | CA | 1082145 | 0.42348 | 0.42577 | 0.44455 | 0.4088 | 0.40558 | 0.42173 | 0.43279 | 0.43053 | 0.4382 | 0.43397 | 0.42949 | 0.42211 | 2015
| 2398 |  | 2398^1 | CT | 614021 | 0.42348 | 0.42577 | 0.44455 | 0.4088 | 0.40558 | 0.42173 | 0.43279 | 0.43053 | 0.4382 | 0.43397 | 0.42949 | 0.42211 | 2015
| 2398 |  | 2398^1 | CT | 524361 | 0.42348 | 0.42577 | 0.44455 | 0.4088 | 0.40558 | 0.42173 | 0.43279 | 0.43053 | 0.4382 | 0.43397 | 0.42949 | 0.42211 | 2015
| 2398 |  | 2398^1 | CA | 916795 | 0.42348 | 0.42577 | 0.44455 | 0.4088 | 0.40558 | 0.42173 | 0.43279 | 0.43053 | 0.4382 | 0.43397 | 0.42949 | 0.42211 | 2015
| 2398 |  | 2398^1 | CT | 766342 | 0.42348 | 0.42577 | 0.44455 | 0.4088 | 0.40558 | 0.42173 | 0.43279 | 0.43053 | 0.4382 | 0.43397 | 0.42949 | 0.42211 | 2015
| 2398 |  | 2398^1 | CT | 721401 | 0.42348 | 0.42577 | 0.44455 | 0.4088 | 0.40558 | 0.42173 | 0.43279 | 0.43053 | 0.4382 | 0.43397 | 0.42949 | 0.42211 | 2015

## 2872
2015 | Plant.Code | orig_bogencoo.key | auto_bogencoo.key | combogencoo_cool_type_key | EIA_BocooAssoc | EIA_CoolingEnviroEquip | orig_sheet3_key | auto_sheet3_flags | auto_sheet3_key | orig_sheet4_key | auto_sheet4_flags | auto_sheet4_key | EIA_associationTable | generator.data.860 | retiredGenerators.860 | Boiler_InfoDesign_Parameters.860 | boilerFuelData_923 | generation.data.923 | page1GenFuelData.923 | FuelHeatByLine | NetGenByLine | FuelHeatByBoilerID | NetGenByGeneratorID | FuelHeatByBogen | NetGenByBogen | ThermalEfficiencyByBogen
| 2872 | 2 | 5 | 2 | 5 | 5 | 5 | 5 | 5 | 5 | 5 | 5 | 5 | 0 | 5 | 5 | 10 | 5 | 3 | 10 | 5 | 5 | 5 | 5 | 5 | 5
orig_bogencoo.key |  |  |  | 2015
| combogen | combogencoo | Plant.Code
| combogen^2872^4 | combogencoo^2872^1 | 2872
| combogen^2872^5 | combogencoo^2872^2 | 2872
auto_bogencoo.key |  |  |  | 2015
manualEdit | manualBogenEdit | Plant.Code | Bogen | combogen | combogencoo | Boiler.ID | Unit.Code | bga.source | Boiler.ID.Total.Fuel.Heat.January | PlantLine.Total.Fuel.Heat.January | flagNG_no_FH_January | flagFH_no_NG_January | flagFuelHeat_January | Boiler.ID.Total.Fuel.Heat.February | PlantLine.Total.Fuel.Heat.February | flagNG_no_FH_February | flagFH_no_NG_February | flagFuelHeat_February | Boiler.ID.Total.Fuel.Heat.March | PlantLine.Total.Fuel.Heat.March | flagNG_no_FH_March | flagFH_no_NG_March | flagFuelHeat_March | Boiler.ID.Total.Fuel.Heat.April | PlantLine.Total.Fuel.Heat.April | flagNG_no_FH_April | flagFH_no_NG_April | flagFuelHeat_April | Boiler.ID.Total.Fuel.Heat.May | PlantLine.Total.Fuel.Heat.May | flagNG_no_FH_May | flagFH_no_NG_May | flagFuelHeat_May | Boiler.ID.Total.Fuel.Heat.June | PlantLine.Total.Fuel.Heat.June | flagNG_no_FH_June | flagFH_no_NG_June | flagFuelHeat_June | Boiler.ID.Total.Fuel.Heat.July | PlantLine.Total.Fuel.Heat.July | flagNG_no_FH_July | flagFH_no_NG_July | flagFuelHeat_July | Boiler.ID.Total.Fuel.Heat.August | PlantLine.Total.Fuel.Heat.August | flagNG_no_FH_August | flagFH_no_NG_August | flagFuelHeat_August | Boiler.ID.Total.Fuel.Heat.September | PlantLine.Total.Fuel.Heat.September | flagNG_no_FH_September | flagFH_no_NG_September | flagFuelHeat_September | Boiler.ID.Total.Fuel.Heat.October | PlantLine.Total.Fuel.Heat.October | flagNG_no_FH_October | flagFH_no_NG_October | flagFuelHeat_October | Boiler.ID.Total.Fuel.Heat.November | PlantLine.Total.Fuel.Heat.November | flagNG_no_FH_November | flagFH_no_NG_November | flagFuelHeat_November | Boiler.ID.Total.Fuel.Heat.December | PlantLine.Total.Fuel.Heat.December | flagNG_no_FH_December | flagFH_no_NG_December | flagFuelHeat_December | missing.from.923 | flagBoiler.ID_assoc | orig_Boiler.ID_assoc | orig_Boiler.ID_bf.923 | flagBoiler.ID_bf.923 | missing.bf.923 | Reported.Prime.Mover_bf.923 | Reported.Prime.Mover_923 | Reported.Prime.Mover_860 | Reported.Fuel.Type.Code | Technology | Energy.Source.1 | unmapped_but_in_923 | unmapped | Orphan.Boiler | Boiler.Status | Boiler.Retirement.Year | Boiler.Retirement.Month | flag_BoilerRetired | flag_Boiler.Status | Boiler.ID.NotIn.Assoc | missingPlant.assoc | missingPlant.boilerDesignData.860 | missingPlant.generation.data.923 | missingPlant.boilerFuelData.923 | Reported.Prime.Mover_page1 | flag.ST.missing.bf.923 | flag.CACT.missingPair | flag_923bogenCTonly | flag.NGCC.badFuel | flag.ST.missing.bf.923.unmapped | flag_RPM | flag_floatingGen | flagFuelHeat | flag_STassoc_CT_CS_CA | flag_CSassociation | countFlags | YEAR | plant_bo | plant_bo_bf.923 | plant_bo_assoc | Utility.ID | Utility.Name | Plant.Name | Cooling.ID | Steam.Plant.Type | flagBoiler.ID_bocoo | orig_Boiler.ID_bocoo | manualBogenEditFileName | manualBogenEditDateTime
0 | 0 | 2872 | 2872^1 | combogen^2872^1 | combogencoo^2872^1 | 1 | none | eia860.org | 0 |  | 0 | 0 | 0 | 0 |  | 0 | 0 | 0 | 0 |  | 0 | 0 | 0 | 0 |  | 0 | 0 | 0 | 0 |  | 0 | 0 | 0 | 0 |  | 0 | 0 | 0 | 0 |  | 0 | 0 | 0 | 0 |  | 0 | 0 | 0 | 0 |  | 0 | 0 | 0 | 0 |  | 0 | 0 | 0 | 0 |  | 0 | 0 | 0 | 0 |  | 0 | 0 | 0 | FALSE | removeChar | 1 | 1 | removeChar | FALSE | ST | ST |  | DFO |  |  | FALSE | FALSE | FALSE | RE | 2015 | 6 | 0 | 0 | 0 | FALSE | FALSE | FALSE | FALSE |  | 0 | FALSE | FALSE | 0 | 0 |  | 0 | 0 | 0 | 0 | 1 | 2015 | 2872^1 | 2872^1 | 2872^1 | 58620 | AEP Generation Resources Inc | Muskingum River | 1 | 1 | removeChar | 1
0 | 0 | 2872 | 2872^2 | combogen^2872^2 | combogencoo^2872^2 | 2 | none | eia860.org | 0 |  | 0 | 0 | 0 | 0 |  | 0 | 0 | 0 | 0 |  | 0 | 0 | 0 | 0 |  | 0 | 0 | 0 | 0 |  | 0 | 0 | 0 | 0 |  | 0 | 0 | 0 | 0 |  | 0 | 0 | 0 | 0 |  | 0 | 0 | 0 | 0 |  | 0 | 0 | 0 | 0 |  | 0 | 0 | 0 | 0 |  | 0 | 0 | 0 | 0 |  | 0 | 0 | 0 | FALSE | removeChar | 2 | 2 | removeChar | FALSE | ST | ST |  | BIT |  |  | FALSE | FALSE | FALSE | RE | 2015 | 6 | 0 | 0 | 0 | FALSE | FALSE | FALSE | FALSE |  | 0 | FALSE | FALSE | 0 | 0 |  | 0 | 0 | 0 | 0 | 1 | 2015 | 2872^2 | 2872^2 | 2872^2 | 58620 | AEP Generation Resources Inc | Muskingum River | 2 | 1 | removeChar | 2
0 | 0 | 2872 | 2872^3 | combogen^2872^3 | combogencoo^2872^3 | 3 | none | eia860.org | 0 |  | 0 | 0 | 0 | 0 |  | 0 | 0 | 0 | 0 |  | 0 | 0 | 0 | 0 |  | 0 | 0 | 0 | 0 |  | 0 | 0 | 0 | 0 |  | 0 | 0 | 0 | 0 |  | 0 | 0 | 0 | 0 |  | 0 | 0 | 0 | 0 |  | 0 | 0 | 0 | 0 |  | 0 | 0 | 0 | 0 |  | 0 | 0 | 0 | 0 |  | 0 | 0 | 0 | FALSE | removeChar | 3 | 3 | removeChar | FALSE | ST | ST |  | DFO |  |  | FALSE | FALSE | FALSE | RE | 2015 | 6 | 0 | 0 | 0 | FALSE | FALSE | FALSE | FALSE |  | 0 | FALSE | FALSE | 0 | 0 |  | 0 | 0 | 0 | 0 | 1 | 2015 | 2872^3 | 2872^3 | 2872^3 | 58620 | AEP Generation Resources Inc | Muskingum River | 3 | 1 | removeChar | 3
0 | 0 | 2872 | 2872^4 | combogen^2872^4 | combogencoo^2872^4 | 4 | none | eia860.org | 127459.4 |  | 0 | 0 | 0 | 684195.836 |  | 0 | 0 | 0 | 41163.12 |  | 0 | 0 | 0 | 3735.153 |  | 0 | 0 | 0 | 0 |  | 0 | 0 | 0 | 0 |  | 0 | 0 | 0 | 0 |  | 0 | 0 | 0 | 0 |  | 0 | 0 | 0 | 0 |  | 0 | 0 | 0 | 0 |  | 0 | 0 | 0 | 0 |  | 0 | 0 | 0 | 0 |  | 0 | 0 | 0 | FALSE | removeChar | 4 | 4 | removeChar | FALSE | ST | ST |  | DFO |  |  | FALSE | FALSE | FALSE | RE | 2015 | 6 | 0 | 0 | 0 | FALSE | FALSE | FALSE | FALSE |  | 0 | FALSE | FALSE | 0 | 0 |  | 0 | 0 | 0 | 0 | 1 | 2015 | 2872^4 | 2872^4 | 2872^4 | 58620 | AEP Generation Resources Inc | Muskingum River | 4 | 1 | removeChar | 4
0 | 0 | 2872 | 2872^5 | combogen^2872^5 | combogencoo^2872^5 | 5 | none | eia860.org | 3233637.153 |  | 0 | 0 | 0 | 3433717.982 |  | 0 | 0 | 0 | 3147118.014 |  | 0 | 0 | 0 | 2733630.222 |  | 0 | 0 | 0 | 1152611.718 |  | 0 | 0 | 0 | 0 |  | 0 | 0 | 0 | 0 |  | 0 | 0 | 0 | 0 |  | 0 | 0 | 0 | 0 |  | 0 | 0 | 0 | 0 |  | 0 | 0 | 0 | 0 |  | 0 | 0 | 0 | 0 |  | 0 | 0 | 0 | FALSE | removeChar | 5 | 5 | removeChar | FALSE | ST | ST |  | BIT |  |  | FALSE | FALSE | FALSE | RE | 2015 | 6 | 0 | 0 | 0 | FALSE | FALSE | FALSE | FALSE |  | 0 | FALSE | FALSE | 0 | 0 |  | 0 | 0 | 0 | 0 | 1 | 2015 | 2872^5 | 2872^5 | 2872^5 | 58620 | AEP Generation Resources Inc | Muskingum River | 5 | 1 | removeChar | 5
combogencoo_cool_type_key |  |  |  | 2015
manualEdit | Plant.Code | bogencoo | LAKE..OF..OC..RC. | RIVER..OF. | POND..OC..RC. | TOWER..RF..RI..RN. | DC | OS
0 | 2872 | combogencoo^2872^1 |  | 1
0 | 2872 | combogencoo^2872^2 |  | 1
EIA_BocooAssoc |  |  |  | 2015
| Utility.ID | Utility.Name | Plant.Code | Plant.Name | Boiler.ID | Cooling.ID | Steam.Plant.Type
| 58620 | AEP Generation Resources Inc | 2872 | Muskingum River | 1 | 1 | 1
| 58620 | AEP Generation Resources Inc | 2872 | Muskingum River | 2 | 2 | 1
| 58620 | AEP Generation Resources Inc | 2872 | Muskingum River | 3 | 3 | 1
| 58620 | AEP Generation Resources Inc | 2872 | Muskingum River | 4 | 4 | 1
| 58620 | AEP Generation Resources Inc | 2872 | Muskingum River | 5 | 5 | 1
EIA_CoolingEnviroEquip |  |  |  | 2015
| Utility.ID | Utility.Name | Plant.Code | Plant.Name | State | Cooling.ID | Cooling.Status | Inservice.Month | Inservice.Year | Cooling.Type.1 | Cooling.Type.2 | Cooling.Type.3 | Cooling.Type.4 | Percent.Dry.Cooling | Cooling.Water.Source | Cooling.Water.Discharge | Water.Source.Code | Water.Type.Code | Intake.Rate.at.100...Gallons.per.Minute. | Chlorine.Inservice.Month | Chlorine.Inservice.Year | Pond.Inservice.Month | Pond.Inservice.Year | Pond.Surface.Area..Acres. | Pond.Volume..Acre.Feet. | Tower.Inservice.Month | Tower.Inservice.Year | Tower.Type.1 | Tower.Type.2 | Tower.Type.3 | Tower.Type.4 | Tower.Water.Rate..Gallons.per.Minute. | Power.Requirement..MW. | Cost.Total..Thousand.Dollars. | Cost.Ponds..Thousand.Dollars. | Cost.Towers..Thousand.Dollars. | Cost.Chlorine.Equipment..Thousand.Dollars. | Intake.Distance.Shore..Feet. | Outlet.Distance.Shore..Feet. | Intake.Distance.Surface..Feet. | Outlet.Distance.Surface..Feet. | Steam.Plant.Type
| 58620 | AEP Generation Resources Inc | 2872 | Muskingum River | OH | 1 | RE | 12 | 1953 | ON |  |  |  |  | Muskingum River | Muskingum River | SW | FR | 140035.32 | [14 empty] | 627 |  |  |  | 0 | 0 | 15 | 10 | 1
| 58620 | AEP Generation Resources Inc | 2872 | Muskingum River | OH | 2 | RE | 6 | 1954 | ON |  |  |  |  | Muskingum River | Muskingum RIver | SW | FR | 140035.32 | [14 empty] | 627 |  |  |  | 0 | 0 | 15 | 10 | 1
| 58620 | AEP Generation Resources Inc | 2872 | Muskingum River | OH | 3 | RE | 12 | 1957 | ON |  |  |  |  | Muskingum River | Muskingum River | SW | FR | 160232.73 | [14 empty] | 908 |  |  |  | 0 | 0 | 15 | 10 | 1
| 58620 | AEP Generation Resources Inc | 2872 | Muskingum River | OH | 4 | RE | 4 | 1958 | ON |  |  |  |  | Muskingum River | Muskingum River | SW | FR | 160232.73 | [14 empty] | 908 |  |  |  | 0 | 0 | 15 | 10 | 1
| 58620 | AEP Generation Resources Inc | 2872 | Muskingum River | OH | 5 | RE | 10 | 1968 | RN |  |  |  |  | Muskingum River | Muskingum River | SW | FR | 7181.3 | [6 empty] | 6 | 1968 | NW |  |  |  | 219927.27 | 5 | 3805 |  | 2850 |  | 0 |  |  |  | 1
orig_sheet3_key |  |  |  | 2015
| plant_bo | bogen | Plant.Code
| 2872^1 | 2872^1 | 2872
| 2872^2 | 2872^2 | 2872
| 2872^3 | 2872^3 | 2872
| 2872^4 | 2872^4 | 2872
| 2872^5 | 2872^5 | 2872
auto_sheet3_flags |  |  |  | 2015
| Plant.Code | plant_bo | bogen | missing.from.923 | unmapped_but_in_923 | unmapped | Orphan.Boiler | Boiler.Status | Boiler.ID.NotIn.Assoc | missingPlant.assoc | missingPlant.boilerDesignData.860 | missingPlant.generation.data.923 | missingPlant.boilerFuelData.923 | flag.CACT.missingPair | missing.bf.923 | flag.ST.missing.bf.923 | flag.ST.missing.bf.923.unmapped | flag_RPM | flag_floatingGen | flag_BoilerRetired | flag_Boiler.Status | flag_923bogenCTonly | flagFuelHeat | flag_STassoc_CT_CS_CA | flag_CSassociation | flagFH_no_NG_January | flagNG_no_FH_January | flagFuelHeat_January | flagFH_no_NG_February | flagNG_no_FH_February | flagFuelHeat_February | flagFH_no_NG_March | flagNG_no_FH_March | flagFuelHeat_March | flagFH_no_NG_April | flagNG_no_FH_April | flagFuelHeat_April | flagFH_no_NG_May | flagNG_no_FH_May | flagFuelHeat_May | flagFH_no_NG_June | flagNG_no_FH_June | flagFuelHeat_June | flagFH_no_NG_July | flagNG_no_FH_July | flagFuelHeat_July | flagFH_no_NG_August | flagNG_no_FH_August | flagFuelHeat_August | flagFH_no_NG_September | flagNG_no_FH_September | flagFuelHeat_September | flagFH_no_NG_October | flagNG_no_FH_October | flagFuelHeat_October | flagFH_no_NG_November | flagNG_no_FH_November | flagFuelHeat_November | flagFH_no_NG_December | flagNG_no_FH_December | flagFuelHeat_December | flag_ManualPlant | flag_MisMatch
| 2872 | 2872^1 | 2872^1 | 0 | 0 | 0 | 0 | 1 | 0 | 0 | 0 | 0 | 0 | 0 | 0 | 0 | 0 | 0 | 0 | 0 | 0 | 0 | 0 | 0 | 0 | 0 | 0 | 0 | 0 | 0 | 0 | 0 | 0 | 0 | 0 | 0 | 0 | 0 | 0 | 0 | 0 | 0 | 0 | 0 | 0 | 0 | 0 | 0 | 0 | 0 | 0 | 0 | 0 | 0 | 0 | 0 | 0 | 0 | 0 | 0 | 0 | 0 | 1
| 2872 | 2872^2 | 2872^2 | 0 | 0 | 0 | 0 | 1 | 0 | 0 | 0 | 0 | 0 | 0 | 0 | 0 | 0 | 0 | 0 | 0 | 0 | 0 | 0 | 0 | 0 | 0 | 0 | 0 | 0 | 0 | 0 | 0 | 0 | 0 | 0 | 0 | 0 | 0 | 0 | 0 | 0 | 0 | 0 | 0 | 0 | 0 | 0 | 0 | 0 | 0 | 0 | 0 | 0 | 0 | 0 | 0 | 0 | 0 | 0 | 0 | 0 | 0 | 1
| 2872 | 2872^3 | 2872^3 | 0 | 0 | 0 | 0 | 1 | 0 | 0 | 0 | 0 | 0 | 0 | 0 | 0 | 0 | 0 | 0 | 0 | 0 | 0 | 0 | 0 | 0 | 0 | 0 | 0 | 0 | 0 | 0 | 0 | 0 | 0 | 0 | 0 | 0 | 0 | 0 | 0 | 0 | 0 | 0 | 0 | 0 | 0 | 0 | 0 | 0 | 0 | 0 | 0 | 0 | 0 | 0 | 0 | 0 | 0 | 0 | 0 | 0 | 0 | 1
| 2872 | 2872^4 | 2872^4 | 0 | 0 | 0 | 0 | 1 | 0 | 0 | 0 | 0 | 0 | 0 | 0 | 0 | 0 | 0 | 0 | 0 | 0 | 0 | 0 | 0 | 0 | 0 | 0 | 0 | 0 | 0 | 0 | 0 | 0 | 0 | 0 | 0 | 0 | 0 | 0 | 0 | 0 | 0 | 0 | 0 | 0 | 0 | 0 | 0 | 0 | 0 | 0 | 0 | 0 | 0 | 0 | 0 | 0 | 0 | 0 | 0 | 0 | 0 | 1
| 2872 | 2872^5 | 2872^5 | 0 | 0 | 0 | 0 | 1 | 0 | 0 | 0 | 0 | 0 | 0 | 0 | 0 | 0 | 0 | 0 | 0 | 0 | 0 | 0 | 0 | 0 | 0 | 0 | 0 | 0 | 0 | 0 | 0 | 0 | 0 | 0 | 0 | 0 | 0 | 0 | 0 | 0 | 0 | 0 | 0 | 0 | 0 | 0 | 0 | 0 | 0 | 0 | 0 | 0 | 0 | 0 | 0 | 0 | 0 | 0 | 0 | 0 | 0 | 1
auto_sheet3_key |  |  |  | 2015
manualBogenEdit | Plant.Code | bogen | Boiler.ID | Unit.Code | bga.source | Boiler.ID.Total.Fuel.Heat.January | PlantLine.Total.Fuel.Heat.January | flagNG_no_FH_January | flagFH_no_NG_January | flagFuelHeat_January | Boiler.ID.Total.Fuel.Heat.February | PlantLine.Total.Fuel.Heat.February | flagNG_no_FH_February | flagFH_no_NG_February | flagFuelHeat_February | Boiler.ID.Total.Fuel.Heat.March | PlantLine.Total.Fuel.Heat.March | flagNG_no_FH_March | flagFH_no_NG_March | flagFuelHeat_March | Boiler.ID.Total.Fuel.Heat.April | PlantLine.Total.Fuel.Heat.April | flagNG_no_FH_April | flagFH_no_NG_April | flagFuelHeat_April | Boiler.ID.Total.Fuel.Heat.May | PlantLine.Total.Fuel.Heat.May | flagNG_no_FH_May | flagFH_no_NG_May | flagFuelHeat_May | Boiler.ID.Total.Fuel.Heat.June | PlantLine.Total.Fuel.Heat.June | flagNG_no_FH_June | flagFH_no_NG_June | flagFuelHeat_June | Boiler.ID.Total.Fuel.Heat.July | PlantLine.Total.Fuel.Heat.July | flagNG_no_FH_July | flagFH_no_NG_July | flagFuelHeat_July | Boiler.ID.Total.Fuel.Heat.August | PlantLine.Total.Fuel.Heat.August | flagNG_no_FH_August | flagFH_no_NG_August | flagFuelHeat_August | Boiler.ID.Total.Fuel.Heat.September | PlantLine.Total.Fuel.Heat.September | flagNG_no_FH_September | flagFH_no_NG_September | flagFuelHeat_September | Boiler.ID.Total.Fuel.Heat.October | PlantLine.Total.Fuel.Heat.October | flagNG_no_FH_October | flagFH_no_NG_October | flagFuelHeat_October | Boiler.ID.Total.Fuel.Heat.November | PlantLine.Total.Fuel.Heat.November | flagNG_no_FH_November | flagFH_no_NG_November | flagFuelHeat_November | Boiler.ID.Total.Fuel.Heat.December | PlantLine.Total.Fuel.Heat.December | flagNG_no_FH_December | flagFH_no_NG_December | flagFuelHeat_December | missing.from.923 | flagBoiler.ID_assoc | orig_Boiler.ID_assoc | orig_Boiler.ID_bf.923 | flagBoiler.ID_bf.923 | missing.bf.923 | Reported.Prime.Mover_bf.923 | Reported.Prime.Mover_923 | Reported.Prime.Mover_860 | Reported.Fuel.Type.Code | Technology | Energy.Source.1 | unmapped_but_in_923 | unmapped | Orphan.Boiler | Boiler.Status | Boiler.Retirement.Year | Boiler.Retirement.Month | flag_BoilerRetired | flag_Boiler.Status | Boiler.ID.NotIn.Assoc | missingPlant.assoc | missingPlant.boilerDesignData.860 | missingPlant.generation.data.923 | missingPlant.boilerFuelData.923 | Reported.Prime.Mover_page1 | flag.ST.missing.bf.923 | flag.CACT.missingPair | flag_923bogenCTonly | flag.NGCC.badFuel | flag.ST.missing.bf.923.unmapped | flag_RPM | flag_floatingGen | flagFuelHeat | flag_STassoc_CT_CS_CA | flag_CSassociation | countFlags | YEAR | plant_bo | plant_bo_bf.923 | plant_bo_assoc | manualBogenEditFileName | manualBogenEditDateTime
0 | 2872 | 2872^1 | 1 | none | eia860.org | 0 |  | 0 | 0 | 0 | 0 |  | 0 | 0 | 0 | 0 |  | 0 | 0 | 0 | 0 |  | 0 | 0 | 0 | 0 |  | 0 | 0 | 0 | 0 |  | 0 | 0 | 0 | 0 |  | 0 | 0 | 0 | 0 |  | 0 | 0 | 0 | 0 |  | 0 | 0 | 0 | 0 |  | 0 | 0 | 0 | 0 |  | 0 | 0 | 0 | 0 |  | 0 | 0 | 0 | FALSE | removeChar | 1 | 1 | removeChar | FALSE | ST | ST |  | DFO |  |  | FALSE | FALSE | FALSE | RE | 2015 | 6 | 0 | 0 | 0 | FALSE | FALSE | FALSE | FALSE |  | 0 | FALSE | FALSE | 0 | 0 |  | 0 | 0 | 0 | 0 | 1 | 2015 | 2872^1 | 2872^1 | 2872^1
0 | 2872 | 2872^2 | 2 | none | eia860.org | 0 |  | 0 | 0 | 0 | 0 |  | 0 | 0 | 0 | 0 |  | 0 | 0 | 0 | 0 |  | 0 | 0 | 0 | 0 |  | 0 | 0 | 0 | 0 |  | 0 | 0 | 0 | 0 |  | 0 | 0 | 0 | 0 |  | 0 | 0 | 0 | 0 |  | 0 | 0 | 0 | 0 |  | 0 | 0 | 0 | 0 |  | 0 | 0 | 0 | 0 |  | 0 | 0 | 0 | FALSE | removeChar | 2 | 2 | removeChar | FALSE | ST | ST |  | BIT |  |  | FALSE | FALSE | FALSE | RE | 2015 | 6 | 0 | 0 | 0 | FALSE | FALSE | FALSE | FALSE |  | 0 | FALSE | FALSE | 0 | 0 |  | 0 | 0 | 0 | 0 | 1 | 2015 | 2872^2 | 2872^2 | 2872^2
0 | 2872 | 2872^3 | 3 | none | eia860.org | 0 |  | 0 | 0 | 0 | 0 |  | 0 | 0 | 0 | 0 |  | 0 | 0 | 0 | 0 |  | 0 | 0 | 0 | 0 |  | 0 | 0 | 0 | 0 |  | 0 | 0 | 0 | 0 |  | 0 | 0 | 0 | 0 |  | 0 | 0 | 0 | 0 |  | 0 | 0 | 0 | 0 |  | 0 | 0 | 0 | 0 |  | 0 | 0 | 0 | 0 |  | 0 | 0 | 0 | FALSE | removeChar | 3 | 3 | removeChar | FALSE | ST | ST |  | DFO |  |  | FALSE | FALSE | FALSE | RE | 2015 | 6 | 0 | 0 | 0 | FALSE | FALSE | FALSE | FALSE |  | 0 | FALSE | FALSE | 0 | 0 |  | 0 | 0 | 0 | 0 | 1 | 2015 | 2872^3 | 2872^3 | 2872^3
0 | 2872 | 2872^4 | 4 | none | eia860.org | 127459.4 |  | 0 | 0 | 0 | 684195.836 |  | 0 | 0 | 0 | 41163.12 |  | 0 | 0 | 0 | 3735.153 |  | 0 | 0 | 0 | 0 |  | 0 | 0 | 0 | 0 |  | 0 | 0 | 0 | 0 |  | 0 | 0 | 0 | 0 |  | 0 | 0 | 0 | 0 |  | 0 | 0 | 0 | 0 |  | 0 | 0 | 0 | 0 |  | 0 | 0 | 0 | 0 |  | 0 | 0 | 0 | FALSE | removeChar | 4 | 4 | removeChar | FALSE | ST | ST |  | DFO |  |  | FALSE | FALSE | FALSE | RE | 2015 | 6 | 0 | 0 | 0 | FALSE | FALSE | FALSE | FALSE |  | 0 | FALSE | FALSE | 0 | 0 |  | 0 | 0 | 0 | 0 | 1 | 2015 | 2872^4 | 2872^4 | 2872^4
0 | 2872 | 2872^5 | 5 | none | eia860.org | 3233637.153 |  | 0 | 0 | 0 | 3433717.982 |  | 0 | 0 | 0 | 3147118.014 |  | 0 | 0 | 0 | 2733630.222 |  | 0 | 0 | 0 | 1152611.718 |  | 0 | 0 | 0 | 0 |  | 0 | 0 | 0 | 0 |  | 0 | 0 | 0 | 0 |  | 0 | 0 | 0 | 0 |  | 0 | 0 | 0 | 0 |  | 0 | 0 | 0 | 0 |  | 0 | 0 | 0 | 0 |  | 0 | 0 | 0 | FALSE | removeChar | 5 | 5 | removeChar | FALSE | ST | ST |  | BIT |  |  | FALSE | FALSE | FALSE | RE | 2015 | 6 | 0 | 0 | 0 | FALSE | FALSE | FALSE | FALSE |  | 0 | FALSE | FALSE | 0 | 0 |  | 0 | 0 | 0 | 0 | 1 | 2015 | 2872^5 | 2872^5 | 2872^5
orig_sheet4_key |  |  |  | 2015
| plant_gen | bogen | Plant.Code
| 2872^1 | 2872^1 | 2872
| 2872^2 | 2872^2 | 2872
| 2872^3 | 2872^3 | 2872
| 2872^4 | 2872^4 | 2872
| 2872^5 | 2872^5 | 2872
auto_sheet4_flags |  |  |  | 2015
| Plant.Code | plant_gen | bogen | missing.from.923 | Generator.Status | Orphan.Generator | unmapped_but_in_923 | unmapped | missingPlant.assoc | missingPlant.generator.data.860 | missingPlant.generation.data.923 | flag.CACT.missingPair | missing.bf.923 | missing.generation.data | flag.ST.missing.bf.923 | flag.ST.missing.bf.923.unmapped | flag_RPM | flag_floatingGen | flag_GeneratorRetired | flag_Generator.Status | flag_923bogenCTonly | flagFuelHeat | flag_STassoc_CT_CS_CA | flag_CSassociation | flagNetGenWithoutFuelHeat | flagFuelHeatWithoutNetGen | flagFH_no_NG_January | flagNG_no_FH_January | flagFuelHeat_January | flagFH_no_NG_February | flagNG_no_FH_February | flagFuelHeat_February | flagFH_no_NG_March | flagNG_no_FH_March | flagFuelHeat_March | flagFH_no_NG_April | flagNG_no_FH_April | flagFuelHeat_April | flagFH_no_NG_May | flagNG_no_FH_May | flagFuelHeat_May | flagFH_no_NG_June | flagNG_no_FH_June | flagFuelHeat_June | flagFH_no_NG_July | flagNG_no_FH_July | flagFuelHeat_July | flagFH_no_NG_August | flagNG_no_FH_August | flagFuelHeat_August | flagFH_no_NG_September | flagNG_no_FH_September | flagFuelHeat_September | flagFH_no_NG_October | flagNG_no_FH_October | flagFuelHeat_October | flagFH_no_NG_November | flagNG_no_FH_November | flagFuelHeat_November | flagFH_no_NG_December | flagNG_no_FH_December | flagFuelHeat_December | flag_ManualPlant | flag_MisMatch
| 2872 | 2872^1 | 2872^1 | 0 | 0 | 0 | 0 | 0 | 0 | 0 | 0 | 0 | 0 | 0 | 0 | 0 | 0 | 0 | 0 | 0 | 0 | 0 | 0 | 0 | 0 | 0 | 0 | 0 | 0 | 0 | 0 | 0 | 0 | 0 | 0 | 0 | 0 | 0 | 0 | 0 | 0 | 0 | 0 | 0 | 0 | 0 | 0 | 0 | 0 | 0 | 0 | 0 | 0 | 0 | 0 | 0 | 0 | 0 | 0 | 0 | 0 | 0 | 0 | 1
| 2872 | 2872^2 | 2872^2 | 0 | 0 | 0 | 0 | 0 | 0 | 0 | 0 | 0 | 0 | 0 | 0 | 0 | 0 | 0 | 0 | 0 | 0 | 0 | 0 | 0 | 0 | 0 | 0 | 0 | 0 | 0 | 0 | 0 | 0 | 0 | 0 | 0 | 0 | 0 | 0 | 0 | 0 | 0 | 0 | 0 | 0 | 0 | 0 | 0 | 0 | 0 | 0 | 0 | 0 | 0 | 0 | 0 | 0 | 0 | 0 | 0 | 0 | 0 | 0 | 1
| 2872 | 2872^3 | 2872^3 | 0 | 0 | 0 | 0 | 0 | 0 | 0 | 0 | 0 | 0 | 0 | 0 | 0 | 0 | 0 | 0 | 0 | 0 | 0 | 0 | 0 | 0 | 0 | 0 | 0 | 0 | 0 | 0 | 0 | 0 | 0 | 0 | 0 | 0 | 0 | 0 | 0 | 0 | 0 | 0 | 0 | 0 | 0 | 0 | 0 | 0 | 0 | 0 | 0 | 0 | 0 | 0 | 0 | 0 | 0 | 0 | 0 | 0 | 0 | 0 | 1
| 2872 | 2872^4 | 2872^4 | 0 | 0 | 0 | 0 | 0 | 0 | 0 | 0 | 0 | 0 | 0 | 0 | 0 | 0 | 0 | 0 | 0 | 0 | 0 | 0 | 0 | 0 | 0 | 0 | 0 | 0 | 0 | 0 | 0 | 0 | 0 | 0 | 0 | 0 | 0 | 0 | 0 | 0 | 0 | 0 | 0 | 0 | 0 | 0 | 0 | 0 | 0 | 0 | 0 | 0 | 0 | 0 | 0 | 0 | 0 | 0 | 0 | 0 | 0 | 0 | 1
| 2872 | 2872^5 | 2872^5 | 0 | 0 | 0 | 0 | 0 | 0 | 0 | 0 | 0 | 0 | 0 | 0 | 0 | 0 | 0 | 0 | 0 | 0 | 0 | 0 | 0 | 0 | 0 | 0 | 0 | 0 | 0 | 0 | 0 | 0 | 0 | 0 | 0 | 0 | 0 | 0 | 0 | 0 | 0 | 0 | 0 | 0 | 0 | 0 | 0 | 0 | 0 | 0 | 0 | 0 | 0 | 0 | 0 | 0 | 0 | 0 | 0 | 0 | 0 | 0 | 1
auto_sheet4_key |  |  |  | 2015
manualBogenEdit | Plant.Code | Generator.ID | bogen | Unit.Code | bga.source | Net.Generation.mwh | Generator.ID.Total.Net.Generation.January | PlantLine.Total.Fuel.Heat.January | PlantLine.Total.Net.Generation.January | flagNG_no_FH_January | flagFH_no_NG_January | flagFuelHeat_January | Generator.ID.Total.Net.Generation.February | PlantLine.Total.Fuel.Heat.February | PlantLine.Total.Net.Generation.February | flagNG_no_FH_February | flagFH_no_NG_February | flagFuelHeat_February | Generator.ID.Total.Net.Generation.March | PlantLine.Total.Fuel.Heat.March | PlantLine.Total.Net.Generation.March | flagNG_no_FH_March | flagFH_no_NG_March | flagFuelHeat_March | Generator.ID.Total.Net.Generation.April | PlantLine.Total.Fuel.Heat.April | PlantLine.Total.Net.Generation.April | flagNG_no_FH_April | flagFH_no_NG_April | flagFuelHeat_April | Generator.ID.Total.Net.Generation.May | PlantLine.Total.Fuel.Heat.May | PlantLine.Total.Net.Generation.May | flagNG_no_FH_May | flagFH_no_NG_May | flagFuelHeat_May | Generator.ID.Total.Net.Generation.June | PlantLine.Total.Fuel.Heat.June | PlantLine.Total.Net.Generation.June | flagNG_no_FH_June | flagFH_no_NG_June | flagFuelHeat_June | Generator.ID.Total.Net.Generation.July | PlantLine.Total.Fuel.Heat.July | PlantLine.Total.Net.Generation.July | flagNG_no_FH_July | flagFH_no_NG_July | flagFuelHeat_July | Generator.ID.Total.Net.Generation.August | PlantLine.Total.Fuel.Heat.August | PlantLine.Total.Net.Generation.August | flagNG_no_FH_August | flagFH_no_NG_August | flagFuelHeat_August | Generator.ID.Total.Net.Generation.September | PlantLine.Total.Fuel.Heat.September | PlantLine.Total.Net.Generation.September | flagNG_no_FH_September | flagFH_no_NG_September | flagFuelHeat_September | Generator.ID.Total.Net.Generation.October | PlantLine.Total.Fuel.Heat.October | PlantLine.Total.Net.Generation.October | flagNG_no_FH_October | flagFH_no_NG_October | flagFuelHeat_October | Generator.ID.Total.Net.Generation.November | PlantLine.Total.Fuel.Heat.November | PlantLine.Total.Net.Generation.November | flagNG_no_FH_November | flagFH_no_NG_November | flagFuelHeat_November | Generator.ID.Total.Net.Generation.December | PlantLine.Total.Fuel.Heat.December | PlantLine.Total.Net.Generation.December | flagNG_no_FH_December | flagFH_no_NG_December | flagFuelHeat_December | missing.from.923 | orig_Generator.ID_923 | flagGenerator.ID_923 | orig_Generator.ID_860 | flagGenerator.ID_860 | flagGenerator.ID_assoc | orig_Generator.ID_assoc | missing.bf.923 | Reported.Prime.Mover_bf.923 | Reported.Prime.Mover_923 | Reported.Prime.Mover_860 | Reported.Fuel.Type.Code | Technology | Energy.Source.1 | Generator.Status | Orphan.Generator | unmapped_but_in_923 | unmapped | flag_Generator.Status | Generator.Retirement.Year | Generator.Retirement.Month | flag_GeneratorRetired | missingPlant.assoc | missingPlant.generator.data.860 | missingPlant.generation.data.923 | Reported.Prime.Mover_page1 | flag.ST.missing.bf.923 | flag.CACT.missingPair | flag_923bogenCTonly | flag.NGCC.badFuel | flag.ST.missing.bf.923.unmapped | flag_RPM | flag_floatingGen | flagNetGenWithoutFuelHeat | flagFuelHeatWithoutNetGen | flagFuelHeat | flag_STassoc_CT_CS_CA | flag_CSassociation | countFlags | YEAR | plant_gen | plant_gen.923 | plant_gen.860 | plant_gen_assoc | missing.generation.data | manualBogenEditFileName | manualBogenEditDateTime
0 | 2872 | 1 | 2872^1 | none | eia860.org | 0 | 0 |  |  | 0 | 0 | 0 | 0 |  |  | 0 | 0 | 0 | 0 |  |  | 0 | 0 | 0 | 0 |  |  | 0 | 0 | 0 | 0 |  |  | 0 | 0 | 0 | 0 |  |  | 0 | 0 | 0 | 0 |  |  | 0 | 0 | 0 | 0 |  |  | 0 | 0 | 0 | 0 |  |  | 0 | 0 | 0 | 0 |  |  | 0 | 0 | 0 | 0 |  |  | 0 | 0 | 0 | 0 |  |  | 0 | 0 | 0 | FALSE | 1 | removeChar |  |  | removeChar | 1 | FALSE | ST | ST |  | DFO |  |  |  | FALSE | FALSE | FALSE | 0 | 2015 | 5 | 0 | FALSE | FALSE | FALSE |  | 0 | FALSE | FALSE | 0 | 0 |  | 0 | 0 | 0 | 0 | 0 | 0 | 1 | 2015 | 2872^1 | 2872^1 | 2872^NA | 2872^1 | FALSE
0 | 2872 | 2 | 2872^2 | none | eia860.org | 0 | 0 |  |  | 0 | 0 | 0 | 0 |  |  | 0 | 0 | 0 | 0 |  |  | 0 | 0 | 0 | 0 |  |  | 0 | 0 | 0 | 0 |  |  | 0 | 0 | 0 | 0 |  |  | 0 | 0 | 0 | 0 |  |  | 0 | 0 | 0 | 0 |  |  | 0 | 0 | 0 | 0 |  |  | 0 | 0 | 0 | 0 |  |  | 0 | 0 | 0 | 0 |  |  | 0 | 0 | 0 | 0 |  |  | 0 | 0 | 0 | FALSE | 2 | removeChar |  |  | removeChar | 2 | FALSE | ST | ST |  | BIT |  |  |  | FALSE | FALSE | FALSE | 0 | 2015 | 5 | 0 | FALSE | FALSE | FALSE |  | 0 | FALSE | FALSE | 0 | 0 |  | 0 | 0 | 0 | 0 | 0 | 0 | 1 | 2015 | 2872^2 | 2872^2 | 2872^NA | 2872^2 | FALSE
0 | 2872 | 3 | 2872^3 | none | eia860.org | 0 | 0 |  |  | 0 | 0 | 0 | 0 |  |  | 0 | 0 | 0 | 0 |  |  | 0 | 0 | 0 | 0 |  |  | 0 | 0 | 0 | 0 |  |  | 0 | 0 | 0 | 0 |  |  | 0 | 0 | 0 | 0 |  |  | 0 | 0 | 0 | 0 |  |  | 0 | 0 | 0 | 0 |  |  | 0 | 0 | 0 | 0 |  |  | 0 | 0 | 0 | 0 |  |  | 0 | 0 | 0 | 0 |  |  | 0 | 0 | 0 | FALSE | 3 | removeChar |  |  | removeChar | 3 | FALSE | ST | ST |  | DFO |  |  |  | FALSE | FALSE | FALSE | 0 | 2015 | 5 | 0 | FALSE | FALSE | FALSE |  | 0 | FALSE | FALSE | 0 | 0 |  | 0 | 0 | 0 | 0 | 0 | 0 | 1 | 2015 | 2872^3 | 2872^3 | 2872^NA | 2872^3 | FALSE
0 | 2872 | 4 | 2872^4 | none | eia860.org | 72912 | 6895 |  |  | 0 | 0 | 0 | 59492 |  |  | 0 | 0 | 0 | 2855 |  |  | 0 | 0 | 0 | 3670 |  |  | 0 | 0 | 0 | 0 |  |  | 0 | 0 | 0 | 0 |  |  | 0 | 0 | 0 | 0 |  |  | 0 | 0 | 0 | 0 |  |  | 0 | 0 | 0 | 0 |  |  | 0 | 0 | 0 | 0 |  |  | 0 | 0 | 0 | 0 |  |  | 0 | 0 | 0 | 0 |  |  | 0 | 0 | 0 | FALSE | 4 | removeChar |  |  | removeChar | 4 | FALSE | ST | ST |  | DFO |  |  |  | FALSE | FALSE | FALSE | 0 | 2015 | 5 | 0 | FALSE | FALSE | FALSE |  | 0 | FALSE | FALSE | 0 | 0 |  | 0 | 0 | 0 | 0 | 0 | 0 | 1 | 2015 | 2872^4 | 2872^4 | 2872^NA | 2872^4 | FALSE
0 | 2872 | 5 | 2872^5 | none | eia860.org | 1406676 | 330136 |  |  | 0 | 0 | 0 | 357356 |  |  | 0 | 0 | 0 | 325395 |  |  | 0 | 0 | 0 | 274941 |  |  | 0 | 0 | 0 | 118848 |  |  | 0 | 0 | 0 | 0 |  |  | 0 | 0 | 0 | 0 |  |  | 0 | 0 | 0 | 0 |  |  | 0 | 0 | 0 | 0 |  |  | 0 | 0 | 0 | 0 |  |  | 0 | 0 | 0 | 0 |  |  | 0 | 0 | 0 | 0 |  |  | 0 | 0 | 0 | FALSE | 5 | removeChar |  |  | removeChar | 5 | FALSE | ST | ST |  | BIT |  |  |  | FALSE | FALSE | FALSE | 0 | 2015 | 5 | 0 | FALSE | FALSE | FALSE |  | 0 | FALSE | FALSE | 0 | 0 |  | 0 | 0 | 0 | 0 | 0 | 0 | 1 | 2015 | 2872^5 | 2872^5 | 2872^NA | 2872^5 | FALSE
EIA_associationTable |  |  |  | 2015
| Utility.ID | Utility.Name | Plant.Code | Plant.Name | Boiler.ID | Generator.ID | Steam.Plant.Type
| 58620 | AEP Generation Resources Inc | 2872 | Muskingum River | 1 | 1 | 1
| 58620 | AEP Generation Resources Inc | 2872 | Muskingum River | 2 | 2 | 1
| 58620 | AEP Generation Resources Inc | 2872 | Muskingum River | 3 | 3 | 1
| 58620 | AEP Generation Resources Inc | 2872 | Muskingum River | 4 | 4 | 1
| 58620 | AEP Generation Resources Inc | 2872 | Muskingum River | 5 | 5 | 1
generator.data.860 |  |  |  | 2015
| Utility.ID | Utility.Name | Plant.Code | Plant.Name | State | County | Generator.ID | Technology | Prime.Mover | Unit.Code | Ownership | Duct.Burners | Can.Bypass.Heat.Recovery.Steam.Generator. | RTO.ISO.LMP.Node.Designation | RTO.ISO.Location.Designation.for.Reporting.Wholesale.Sales.Data.to.FERC | Nameplate.Capacity..MW. | Nameplate.Power.Factor | Summer.Capacity..MW. | Winter.Capacity..MW. | Minimum.Load..MW. | Uprate.or.Derate.Completed.During.Year | Month.Uprate.or.Derate.Completed | Year.Uprate.or.Derate.Completed | Status | Synchronized.to.Transmission.Grid | Operating.Month | Operating.Year | Planned.Retirement.Month | Planned.Retirement.Year | Associated.with.Combined.Heat.and.Power.System | Sector.Name | Sector | Topping.or.Bottoming | Energy.Source.1 | Energy.Source.2 | Energy.Source.3 | Energy.Source.4 | Energy.Source.5 | Energy.Source.6 | Startup.Source.1 | Startup.Source.2 | Startup.Source.3 | Startup.Source.4 | Solid.Fuel.Gasification.System. | Carbon.Capture.Technology. | Turbines..Inverters..or.Hydrokinetic.Buoys | Time.from.Cold.Shutdown.to.Full.Load | Fluidized.Bed.Technology. | Pulverized.Coal.Technology. | Stoker.Technology. | Other.Combustion.Technology. | Subcritical.Technology. | Supercritical.Technology. | Ultrasupercritical.Technology. | Planned.Net.Summer.Capacity.Uprate..MW. | Planned.Net.Winter.Capacity.Uprate..MW. | Planned.Uprate.Month | Planned.Uprate.Year | Planned.Net.Summer.Capacity.Derate..MW. | Planned.Net.Winter.Capacity.Derate..MW. | Planned.Derate.Month | Planned.Derate.Year | Planned.New.Prime.Mover | Planned.Energy.Source.1 | Planned.New.Nameplate.Capacity..MW. | Planned.Repower.Month | Planned.Repower.Year | Other.Planned.Modifications. | Other.Modifications.Month | Other.Modifications.Year | Cofire.Fuels. | Switch.Between.Oil.and.Natural.Gas.
retiredGenerators.860 |  |  |  | 2015
| Utility.ID | Utility.Name | Plant.Code | Plant.Name | State | County | Generator.ID | Technology | Prime.Mover | Unit.Code | Ownership | Duct.Burners | Can.Bypass.Heat.Recovery.Steam.Generator. | RTO.ISO.LMP.Node.Designation | RTO.ISO.Location.Designation.for.Reporting.Wholesale.Sales.Data.to.FERC | Nameplate.Capacity..MW. | Nameplate.Power.Factor | Summer.Capacity..MW. | Winter.Capacity..MW. | Minimum.Load..MW. | Uprate.or.Derate.Completed.During.Year | Month.Uprate.or.Derate.Completed | Year.Uprate.or.Derate.Completed | Status | Synchronized.to.Transmission.Grid | Operating.Month | Operating.Year | Retirement.Month | Retirement.Year | Associated.with.Combined.Heat.and.Power.System | Sector.Name | Sector | Topping.or.Bottoming | Energy.Source.1 | Energy.Source.2 | Energy.Source.3 | Energy.Source.4 | Energy.Source.5 | Energy.Source.6 | Startup.Source.1 | Startup.Source.2 | Startup.Source.3 | Startup.Source.4 | Solid.Fuel.Gasification.System. | Carbon.Capture.Technology. | Turbines..Inverters..or.Hydrokinetic.Buoys | Time.from.Cold.Shutdown.to.Full.Load | Fluidized.Bed.Technology. | Pulverized.Coal.Technology. | Stoker.Technology. | Other.Combustion.Technology. | Subcritical.Technology. | Supercritical.Technology. | Ultrasupercritical.Technology. | Cofire.Fuels. | Switch.Between.Oil.and.Natural.Gas.
| 58620 | AEP Generation Resources Inc | 2872 | Muskingum River | OH | Washington | 1 | Conventional Steam Coal | ST |  | S | X | X |  |  | 219.6 | 0.8 | 190 | 205 | 60 | N |  |  | RE | X | 12 | 1953 | 5 | 2015 | N | IPP Non-CHP | 2 | X | BIT | DFO |  |  |  |  | DFO |  |  |  | N | N |  | OVER |  | Y |  |  | Y |  |  | N | N
| 58620 | AEP Generation Resources Inc | 2872 | Muskingum River | OH | Washington | 2 | Conventional Steam Coal | ST |  | S | X | X |  |  | 219.6 | 0.8 | 190 | 205 | 60 | N |  |  | RE | X | 6 | 1954 | 5 | 2015 | N | IPP Non-CHP | 2 | X | BIT | DFO |  |  |  |  | DFO |  |  |  | N | N |  | OVER |  | Y |  |  | Y |  |  | N | N
| 58620 | AEP Generation Resources Inc | 2872 | Muskingum River | OH | Washington | 3 | Conventional Steam Coal | ST |  | S | X | X |  |  | 237.5 | 0.8 | 205 | 215 | 60 | N |  |  | RE | X | 12 | 1957 | 5 | 2015 | N | IPP Non-CHP | 2 | X | BIT | DFO |  |  |  |  | DFO |  |  |  | N | N |  | OVER |  | N |  | Y | Y |  |  | N | N
| 58620 | AEP Generation Resources Inc | 2872 | Muskingum River | OH | Washington | 4 | Conventional Steam Coal | ST |  | S | X | X |  |  | 237.5 | 0.8 | 205 | 215 | 60 | N |  |  | RE | X | 5 | 1958 | 5 | 2015 | N | IPP Non-CHP | 2 | X | BIT | DFO |  |  |  |  | DFO |  |  |  | N | N |  | OVER |  |  |  | Y | Y |  |  | N | N
| 58620 | AEP Generation Resources Inc | 2872 | Muskingum River | OH | Washington | 5 | Conventional Steam Coal | ST |  | S | X | X |  |  | 615.2 | 0.85 | 585 | 585 | 350 | N |  |  | RE | X | 10 | 1968 | 5 | 2015 | N | IPP Non-CHP | 2 | X | BIT | DFO |  |  |  |  | DFO |  |  |  | N | N |  | OVER |  | Y |  |  |  | Y |  | N | N
Boiler_InfoDesign_Parameters.860 |  |  |  | 2015
| Utility.ID | Utility.Name | Plant.Code | Plant.Name | State | Boiler.ID | Boiler.Status | Type.of.Boiler | Inservice.Month | Inservice.Year | Retirement.Month | Retirement.Year | Firing.Type.1 | Firing.Type.2 | Firing.Type.3 | Max.Steam.Flow..Thousand.Pounds.per.Hour. | Firing.Rate.Using.Coal..0.1.Tons.per.Hour. | Firing.Rate.Using.Petroleum..0.1.Barrels.per.Hour. | Firing.Rate.Using.Gas..0.1.MCF.per.Hour. | Firing.Rate.Using.Other.Fuels | Waste.Heat.Input..Million.BTU.per.Hour. | Primary.Fuel.1 | Primary.Fuel.2 | Primary.Fuel.3 | Primary.Fuel.4 | Turndown.Ratio | Efficiency.100..Load | Efficiency.50..Load | Air.Flow.100..Load..Cubic.Feet.per.Minute. | Wet.Dry.Bottom | Fly.Ash.Reinjection | Steam.Plant.Type | missingData
| 58620 | AEP Generation Resources Inc | 2872 | Muskingum River | OH | 1 | RE | N | 12 | 1953 | 6 | 2015 | WF |  |  | 1335 | 89.3 | 0 | 0 | 0 |  | BIT | DFO |  |  | 3.2 | 0.885 | 0.884 | 361798 | W | N | 1 | 0
| 58620 | AEP Generation Resources Inc | 2872 | Muskingum River | OH | 2 | RE | N | 6 | 1954 | 6 | 2015 | WF |  |  | 1335 | 89.3 | 0 | 0 | 0 |  | BIT | DFO |  |  | 3.2 | 0.885 | 0.884 | 361798 | W | N | 1 | 0
| 58620 | AEP Generation Resources Inc | 2872 | Muskingum River | OH | 3 | RE | N | 12 | 1957 | 6 | 2015 | CY |  |  | 1523 | 87 | 0 | 0 | 0 |  | BIT | DFO |  |  | 3.3 | 0.902 | 0.929 | 407217 | W | N | 1 | 0
| 58620 | AEP Generation Resources Inc | 2872 | Muskingum River | OH | 4 | RE | N | 12 | 1968 | 6 | 2015 | CY |  |  | 4035 | 257 | 0 | 0 | 0 |  | BIT | DFO |  |  | 3.3 | 0.869 | 0.862 | 969318 | W | N | 1 | 0
| 58620 | AEP Generation Resources Inc | 2872 | Muskingum River | OH | 5 | RE | N | 4 | 1958 | 6 | 2015 | CY |  |  | 1523 | 87 | 0 | 0 | 0 |  | BIT | DFO |  |  | 1.7 | 0.902 | 0.929 | 407217 | D | N | 1 | 0
boilerFuelData_923 |  |  |  | 2015
| Plant.Code | Combined.Heat.And..Power.Plant | Plant.Name | Operator.Name | Operator.Id | Plant.State | Census.Region | NERC.Region | NAICS.Code | Sector.Number | Sector.Name | Boiler.ID | Reported.Prime.Mover | Reported.Fuel.Type.Code | Physical.Unit.Label | Quantity.Of.Fuel.Consumed.January | Quantity.Of.Fuel.Consumed.February | Quantity.Of.Fuel.Consumed.March | Quantity.Of.Fuel.Consumed.April | Quantity.Of.Fuel.Consumed.May | Quantity.Of.Fuel.Consumed.June | Quantity.Of.Fuel.Consumed.July | Quantity.Of.Fuel.Consumed.August | Quantity.Of.Fuel.Consumed.September | Quantity.Of.Fuel.Consumed.October | Quantity.Of.Fuel.Consumed.November | Quantity.Of.Fuel.Consumed.December | MMbtu.Per.Unit.January | MMbtu.Per.Unit.February | MMbtu.Per.Unit.March | MMbtu.Per.Unit.April | MMbtu.Per.Unit.May | MMbtu.Per.Unit.June | MMbtu.Per.Unit.July | MMbtu.Per.Unit.August | MMbtu.Per.Unit.September | MMbtu.Per.Unit.October | MMbtu.Per.Unit.November | MMbtu.Per.Unit.December | Sulfur.Content.January | Sulfur.Content.February | Sulfur.Content.March | Sulfur.Content.April | Sulfur.Content.May | Sulfur.Content.June | Sulfur.Content.July | Sulfur.Content.August | Sulfur.Content.September | Sulfur.Content.October | Sulfur.Content.November | Sulfur.Content.December | Ash.Content.January | Ash.Content.February | Ash.Content.March | Ash.Content.April | Ash.Content.May | Ash.Content.June | Ash.Content.July | Ash.Content.August | Ash.Content.September | Ash.Content.October | Ash.Content.November | Ash.Content.December | Total.Fuel.Consumption.Quantity | YEAR | missingData
| 2872 | N | Muskingum River | AEP Generation Resources Inc | 58620 | OH | ENC | RFC | 22 | 2 | NAICS-22 Non-Cogen | 1 | ST | BIT | short tons | 0 | 0 | 0 | 0 | 0 | 0 | 0 | 0 | 0 | 0 | 0 | 0 | 0 | 0 | 0 | 0 | 0 | 0 | 0 | 0 | 0 | 0 | 0 | 0 | 0 | 0 | 0 | 0 | 0 | 0 | 0 | 0 | 0 | 0 | 0 | 0 | 0 | 0 | 0 | 0 | 0 | 0 | 0 | 0 | 0 | 0 | 0 | 0 | 0 | 2015 | 28
| 2872 | N | Muskingum River | AEP Generation Resources Inc | 58620 | OH | ENC | RFC | 22 | 2 | NAICS-22 Non-Cogen | 1 | ST | DFO | barrels | 0 | 0 | 0 | 0 | 0 | 0 | 0 | 0 | 0 | 0 | 0 | 0 | 0 | 0 | 0 | 0 | 0 | 0 | 0 | 0 | 0 | 0 | 0 | 0 | 0 | 0 | 0 | 0 | 0 | 0 | 0 | 0 | 0 | 0 | 0 | 0 | 0 | 0 | 0 | 0 | 0 | 0 | 0 | 0 | 0 | 0 | 0 | 0 | 0 | 2015 | 24
| 2872 | N | Muskingum River | AEP Generation Resources Inc | 58620 | OH | ENC | RFC | 22 | 2 | NAICS-22 Non-Cogen | 2 | ST | BIT | short tons | 0 | 0 | 0 | 0 | 0 | 0 | 0 | 0 | 0 | 0 | 0 | 0 | 0 | 0 | 0 | 0 | 0 | 0 | 0 | 0 | 0 | 0 | 0 | 0 | 0 | 0 | 0 | 0 | 0 | 0 | 0 | 0 | 0 | 0 | 0 | 0 | 0 | 0 | 0 | 0 | 0 | 0 | 0 | 0 | 0 | 0 | 0 | 0 | 0 | 2015 | 28
| 2872 | N | Muskingum River | AEP Generation Resources Inc | 58620 | OH | ENC | RFC | 22 | 2 | NAICS-22 Non-Cogen | 2 | ST | DFO | barrels | 0 | 0 | 0 | 0 | 0 | 0 | 0 | 0 | 0 | 0 | 0 | 0 | 0 | 0 | 0 | 0 | 0 | 0 | 0 | 0 | 0 | 0 | 0 | 0 | 0 | 0 | 0 | 0 | 0 | 0 | 0 | 0 | 0 | 0 | 0 | 0 | 0 | 0 | 0 | 0 | 0 | 0 | 0 | 0 | 0 | 0 | 0 | 0 | 0 | 2015 | 24
| 2872 | N | Muskingum River | AEP Generation Resources Inc | 58620 | OH | ENC | RFC | 22 | 2 | NAICS-22 Non-Cogen | 3 | ST | BIT | short tons | 0 | 0 | 0 | 0 | 0 | 0 | 0 | 0 | 0 | 0 | 0 | 0 | 0 | 0 | 0 | 0 | 0 | 0 | 0 | 0 | 0 | 0 | 0 | 0 | 0 | 0 | 0 | 0 | 0 | 0 | 0 | 0 | 0 | 0 | 0 | 0 | 0 | 0 | 0 | 0 | 0 | 0 | 0 | 0 | 0 | 0 | 0 | 0 | 0 | 2015 | 28
| 2872 | N | Muskingum River | AEP Generation Resources Inc | 58620 | OH | ENC | RFC | 22 | 2 | NAICS-22 Non-Cogen | 3 | ST | DFO | barrels | 0 | 0 | 0 | 0 | 0 | 0 | 0 | 0 | 0 | 0 | 0 | 0 | 0 | 0 | 0 | 0 | 0 | 0 | 0 | 0 | 0 | 0 | 0 | 0 | 0 | 0 | 0 | 0 | 0 | 0 | 0 | 0 | 0 | 0 | 0 | 0 | 0 | 0 | 0 | 0 | 0 | 0 | 0 | 0 | 0 | 0 | 0 | 0 | 0 | 2015 | 24
| 2872 | N | Muskingum River | AEP Generation Resources Inc | 58620 | OH | ENC | RFC | 22 | 2 | NAICS-22 Non-Cogen | 4 | ST | BIT | short tons | 4850 | 26443 | 1593 | 115 | 0 | 0 | 0 | 0 | 0 | 0 | 0 | 0 | 26.132 | 25.84 | 25.84 | 25.84 | 0 | 0 | 0 | 0 | 0 | 0 | 0 | 0 | 3.27 | 3.26 | 3.26 | 3.26 | 0 | 0 | 0 | 0 | 0 | 0 | 0 | 0 | 8.02 | 8.37 | 8.37 | 8.37 | 0 | 0 | 0 | 0 | 0 | 0 | 0 | 0 | 33001 | 2015 | 28
| 2872 | N | Muskingum River | AEP Generation Resources Inc | 58620 | OH | ENC | RFC | 22 | 2 | NAICS-22 Non-Cogen | 4 | ST | DFO | barrels | 124 | 157 | 0 | 133 | 0 | 0 | 0 | 0 | 0 | 0 | 0 | 0 | 5.8 | 5.788 | 0 | 5.741 | 0 | 0 | 0 | 0 | 0 | 0 | 0 | 0 | 0.5 | 0.5 | 0 | 0.5 | 0 | 0 | 0 | 0 | 0 | 0 | 0 | 0 | 0 | 0 | 0 | 0 | 0 | 0 | 0 | 0 | 0 | 0 | 0 | 0 | 414 | 2015 | 24
| 2872 | N | Muskingum River | AEP Generation Resources Inc | 58620 | OH | ENC | RFC | 22 | 2 | NAICS-22 Non-Cogen | 5 | ST | BIT | short tons | 131310 | 141844 | 131423 | 110972 | 46793 | 0 | 0 | 0 | 0 | 0 | 0 | 0 | 24.412 | 24.188 | 23.918 | 24.626 | 24.626 | 0 | 0 | 0 | 0 | 0 | 0 | 0 | 0.94 | 0.91 | 0.97 | 2.27 | 2.27 | 0 | 0 | 0 | 0 | 0 | 0 | 0 | 11.04 | 11.3 | 11.43 | 11.26 | 11.26 | 0 | 0 | 0 | 0 | 0 | 0 | 0 | 562342 | 2015 | 28
| 2872 | N | Muskingum River | AEP Generation Resources Inc | 58620 | OH | ENC | RFC | 22 | 2 | NAICS-22 Non-Cogen | 5 | ST | DFO | barrels | 4901 | 493 | 650 | 145 | 50 | 0 | 0 | 0 | 0 | 0 | 0 | 0 | 5.733 | 5.67 | 5.758 | 5.75 | 5.746 | 0 | 0 | 0 | 0 | 0 | 0 | 0 | 0.5 | 0.5 | 0.5 | 0.5 | 0.5 | 0 | 0 | 0 | 0 | 0 | 0 | 0 | 0 | 0 | 0 | 0 | 0 | 0 | 0 | 0 | 0 | 0 | 0 | 0 | 6239 | 2015 | 24
generation.data.923 |  |  |  | 2015
| Plant.Code | Combined.Heat.And.Power.Plant | Plant.Name | Operator.Name | Operator.Id | Plant.State | Census.Region | NERC.Region | NAICS.Code | Sector.Number | Sector.Name | Generator.ID | Reported.Prime.Mover | Net.Generation.January | Net.Generation.February | Net.Generation.March | Net.Generation.April | Net.Generation.May | Net.Generation.June | Net.Generation.July | Net.Generation.August | Net.Generation.September | Net.Generation.October | Net.Generation.November | Net.Generation.December | Net.Generation.Year.To.Date | YEAR | missingData
| 2872 | N | Muskingum River | AEP Generation Resources Inc | 58620 | OH | ENC | RFC | 22 | 2 | NAICS-22 Non-Cogen | 2 | ST | 0 | 0 | 0 | 0 | 0 | 0 | 0 | 0 | 0 | 0 | 0 | 0 | 0 | 2015 | 6
| 2872 | N | Muskingum River | AEP Generation Resources Inc | 58620 | OH | ENC | RFC | 22 | 2 | NAICS-22 Non-Cogen | 3 | ST | 0 | 0 | 0 | 0 | 0 | 0 | 0 | 0 | 0 | 0 | 0 | 0 | 0 | 2015 | 6
| 2872 | N | Muskingum River | AEP Generation Resources Inc | 58620 | OH | ENC | RFC | 22 | 2 | NAICS-22 Non-Cogen | 5 | ST | 330136 | 357356 | 325395 | 274941 | 118848 | 0 | 0 | 0 | 0 | 0 | 0 | 0 | 1406676 | 2015 | 6
| 2872 | N | Muskingum River | AEP Generation Resources Inc | 58620 | OH | ENC | RFC | 22 | 2 | NAICS-22 Non-Cogen | 4 | ST | 6895 | 59492 | 2855 | 3670 | 0 | 0 | 0 | 0 | 0 | 0 | 0 | 0 | 72912 | 2015 | 6
| 2872 | N | Muskingum River | AEP Generation Resources Inc | 58620 | OH | ENC | RFC | 22 | 2 | NAICS-22 Non-Cogen | 1 | ST | 0 | 0 | 0 | 0 | 0 | 0 | 0 | 0 | 0 | 0 | 0 | 0 | 0 | 2015 | 6
page1GenFuelData.923 |  |  |  | 2015
| Plant.Code | Combined.Heat.And.Power.Plant | Nuclear.Unit.Id | Plant.Name | Operator.Name | Operator.Id | Plant.State | Census.Region | NERC.Region | Reserved | NAICS.Code | EIA.Sector.Number | Sector.Name | Reported.Prime.Mover | Reported.Fuel.Type.Code | AER.Fuel.Type.Code | Reserved.1 | Reserved.2 | Physical.Unit.Label | Quantity.January | Quantity.February | Quantity.March | Quantity.April | Quantity.May | Quantity.June | Quantity.July | Quantity.August | Quantity.September | Quantity.October | Quantity.November | Quantity.December | Elec_Quantity.January | Elec_Quantity.February | Elec_Quantity.March | Elec_Quantity.April | Elec_Quantity.May | Elec_Quantity.June | Elec_Quantity.July | Elec_Quantity.August | Elec_Quantity.September | Elec_Quantity.October | Elec_Quantity.November | Elec_Quantity.December | MMBtuPer_Unit.January | MMBtuPer_Unit.February | MMBtuPer_Unit.March | MMBtuPer_Unit.April | MMBtuPer_Unit.May | MMBtuPer_Unit.June | MMBtuPer_Unit.July | MMBtuPer_Unit.August | MMBtuPer_Unit.September | MMBtuPer_Unit.October | MMBtuPer_Unit.November | MMBtuPer_Unit.December | Tot_MMBtu.January | Tot_MMBtu.February | Tot_MMBtu.March | Tot_MMBtu.April | Tot_MMBtu.May | Tot_MMBtu.June | Tot_MMBtu.July | Tot_MMBtu.August | Tot_MMBtu.September | Tot_MMBtu.October | Tot_MMBtu.November | Tot_MMBtu.December | Elec_MMBtu.January | Elec_MMBtu.February | Elec_MMBtu.March | Elec_MMBtu.April | Elec_MMBtu.May | Elec_MMBtu.June | Elec_MMBtu.July | Elec_MMBtu.August | Elec_MMBtu.September | Elec_MMBtu.October | Elec_MMBtu.November | Elec_MMBtu.December | Netgen.January | Netgen.February | Netgen.March | Netgen.April | Netgen.May | Netgen.June | Netgen.July | Netgen.August | Netgen.September | Netgen.October | Netgen.November | Netgen.December | Total.Fuel.Consumption.Quantity | Electric.Fuel.Consumption.Quantity | Total.Fuel.Consumption.MMBtu | Elec.Fuel.Consumption.MMBtu | Net.Generation..Megawatthours. | YEAR | missingData
| 2872 | N | . | Muskingum River | AEP Generation Resources Inc | 58620 | OH | ENC | RFC |  | 22 | 2 | NAICS-22 Non-Cogen | ST | BIT | COL |  |  | short tons | 136160 | 168287 | 133016 | 111087 | 46793 | 0 | 0 | 0 | 0 | 0 | 0 | 0 | 136160 | 168287 | 133016 | 111087 | 46793 | 0 | 0 | 0 | 0 | 0 | 0 | 0 | 24.473 | 24.448 | 23.941 | 24.627 | 24.626 | 0 | 0 | 0 | 0 | 0 | 0 | 0 | 3332244 | 4114281 | 3184536 | 2735740 | 1152324 | 0 | 0 | 0 | 0 | 0 | 0 | 0 | 3332244 | 4114281 | 3184536 | 2735740 | 1152324 | 0 | 0 | 0 | 0 | 0 | 0 | 0 | 334141.23 | 416473.02 | 327864.67 | 278448.42 | 118818.38 | 0 | 0 | 0 | 0 | 0 | 0 | 0 | 595343 | 595343 | 14519125 | 14519125 | 1475745.7 | 2015 | 36
| 2872 | N | . | Muskingum River | AEP Generation Resources Inc | 58620 | OH | ENC | RFC |  | 22 | 2 | NAICS-22 Non-Cogen | ST | DFO | DFO |  |  | barrels | 5025 | 650 | 650 | 278 | 50 | 0 | 0 | 0 | 0 | 0 | 0 | 0 | 5025 | 650 | 650 | 278 | 50 | 0 | 0 | 0 | 0 | 0 | 0 | 0 | 5.735 | 5.699 | 5.758 | 5.746 | 5.746 | 0 | 0 | 0 | 0 | 0 | 0 | 0 | 28818 | 3704 | 3743 | 1597 | 287 | 0 | 0 | 0 | 0 | 0 | 0 | 0 | 28818 | 3704 | 3743 | 1597 | 287 | 0 | 0 | 0 | 0 | 0 | 0 | 0 | 2889.767 | 374.977 | 385.331 | 162.585 | 29.624 | 0 | 0 | 0 | 0 | 0 | 0 | 0 | 6653 | 6653 | 38149 | 38149 | 3842.284 | 2015 | 36
| 2872 | N | . | Muskingum River | AEP Generation Resources Inc | 58620 | OH | ENC | RFC |  | 22 | 2 | NAICS-22 Non-Cogen | ST | SUB | COL |  |  | short tons | 0 | 0 | 0 | 0 | 0 | 0 | 0 | 0 | 0 | 0 | 0 | 0 | 0 | 0 | 0 | 0 | 0 | 0 | 0 | 0 | 0 | 0 | 0 | 0 | 0 | 0 | 0 | 0 | 0 | 0 | 0 | 0 | 0 | 0 | 0 | 0 | 0 | 0 | 0 | 0 | 0 | 0 | 0 | 0 | 0 | 0 | 0 | 0 | 0 | 0 | 0 | 0 | 0 | 0 | 0 | 0 | 0 | 0 | 0 | 0 | 0 | 0 | 0 | 0 | 0 | 0 | 0 | 0 | 0 | 0 | 0 | 0 | 0 | 0 | 0 | 0 | 0 | 2015 | 36
FuelHeatByLine |  |  |  | 2015
| Plant.Code | Boiler.ID | bogen | Reported.Prime.Mover_bf.923 | Reported.Fuel.Type.Code | Fuel.Heat.January | Fuel.Heat.February | Fuel.Heat.March | Fuel.Heat.April | Fuel.Heat.May | Fuel.Heat.June | Fuel.Heat.July | Fuel.Heat.August | Fuel.Heat.September | Fuel.Heat.October | Fuel.Heat.November | Fuel.Heat.December | YEAR
| 2872 | 1 | 2872^1 | ST | DFO | 0 | 0 | 0 | 0 | 0 | 0 | 0 | 0 | 0 | 0 | 0 | 0 | 2015
| 2872 | 1 | 2872^1 | ST | BIT | 0 | 0 | 0 | 0 | 0 | 0 | 0 | 0 | 0 | 0 | 0 | 0 | 2015
| 2872 | 2 | 2872^2 | ST | BIT | 0 | 0 | 0 | 0 | 0 | 0 | 0 | 0 | 0 | 0 | 0 | 0 | 2015
| 2872 | 2 | 2872^2 | ST | DFO | 0 | 0 | 0 | 0 | 0 | 0 | 0 | 0 | 0 | 0 | 0 | 0 | 2015
| 2872 | 3 | 2872^3 | ST | BIT | 0 | 0 | 0 | 0 | 0 | 0 | 0 | 0 | 0 | 0 | 0 | 0 | 2015
| 2872 | 3 | 2872^3 | ST | DFO | 0 | 0 | 0 | 0 | 0 | 0 | 0 | 0 | 0 | 0 | 0 | 0 | 2015
| 2872 | 4 | 2872^4 | ST | DFO | 719.2 | 908.716 | 0 | 763.553 | 0 | 0 | 0 | 0 | 0 | 0 | 0 | 0 | 2015
| 2872 | 4 | 2872^4 | ST | BIT | 126740.2 | 683287.12 | 41163.12 | 2971.6 | 0 | 0 | 0 | 0 | 0 | 0 | 0 | 0 | 2015
| 2872 | 5 | 2872^5 | ST | BIT | 3205539.72 | 3430922.672 | 3143375.314 | 2732796.472 | 1152324.418 | 0 | 0 | 0 | 0 | 0 | 0 | 0 | 2015
| 2872 | 5 | 2872^5 | ST | DFO | 28097.433 | 2795.31 | 3742.7 | 833.75 | 287.3 | 0 | 0 | 0 | 0 | 0 | 0 | 0 | 2015
NetGenByLine |  |  |  | 2015
| Plant.Code | Generator.ID | bogen | Reported.Prime.Mover | Net.Generation.Year.To.Date | Net.Generation.January | Net.Generation.February | Net.Generation.March | Net.Generation.April | Net.Generation.May | Net.Generation.June | Net.Generation.July | Net.Generation.August | Net.Generation.September | Net.Generation.October | Net.Generation.November | Net.Generation.December | YEAR
| 2872 | 1 | 2872^1 | ST | 0 | 0 | 0 | 0 | 0 | 0 | 0 | 0 | 0 | 0 | 0 | 0 | 0 | 2015
| 2872 | 2 | 2872^2 | ST | 0 | 0 | 0 | 0 | 0 | 0 | 0 | 0 | 0 | 0 | 0 | 0 | 0 | 2015
| 2872 | 3 | 2872^3 | ST | 0 | 0 | 0 | 0 | 0 | 0 | 0 | 0 | 0 | 0 | 0 | 0 | 0 | 2015
| 2872 | 4 | 2872^4 | ST | 72912 | 6895 | 59492 | 2855 | 3670 | 0 | 0 | 0 | 0 | 0 | 0 | 0 | 0 | 2015
| 2872 | 5 | 2872^5 | ST | 1406676 | 330136 | 357356 | 325395 | 274941 | 118848 | 0 | 0 | 0 | 0 | 0 | 0 | 0 | 2015
FuelHeatByBoilerID |  |  |  | 2015
| Plant.Code | Boiler.ID | bogen | Reported.Prime.Mover_bf.923 | flagFuelHeat | Boiler.ID.Total.Fuel.Heat.January | Boiler.ID.Total.Fuel.Heat.February | Boiler.ID.Total.Fuel.Heat.March | Boiler.ID.Total.Fuel.Heat.April | Boiler.ID.Total.Fuel.Heat.May | Boiler.ID.Total.Fuel.Heat.June | Boiler.ID.Total.Fuel.Heat.July | Boiler.ID.Total.Fuel.Heat.August | Boiler.ID.Total.Fuel.Heat.September | Boiler.ID.Total.Fuel.Heat.October | Boiler.ID.Total.Fuel.Heat.November | Boiler.ID.Total.Fuel.Heat.December | YEAR
| 2872 | 1 | 2872^1 | ST | 0 | 0 | 0 | 0 | 0 | 0 | 0 | 0 | 0 | 0 | 0 | 0 | 0 | 2015
| 2872 | 2 | 2872^2 | ST | 0 | 0 | 0 | 0 | 0 | 0 | 0 | 0 | 0 | 0 | 0 | 0 | 0 | 2015
| 2872 | 3 | 2872^3 | ST | 0 | 0 | 0 | 0 | 0 | 0 | 0 | 0 | 0 | 0 | 0 | 0 | 0 | 2015
| 2872 | 4 | 2872^4 | ST | 0 | 127459.4 | 684195.836 | 41163.12 | 3735.153 | 0 | 0 | 0 | 0 | 0 | 0 | 0 | 0 | 2015
| 2872 | 5 | 2872^5 | ST | 0 | 3233637.153 | 3433717.982 | 3147118.014 | 2733630.222 | 1152611.718 | 0 | 0 | 0 | 0 | 0 | 0 | 0 | 2015
NetGenByGeneratorID |  |  |  | 2015
| Plant.Code | Generator.ID | bogen | Reported.Prime.Mover_923 | Net.Generation.mwh | Generator.ID.Total.Net.Generation.January | Generator.ID.Total.Net.Generation.February | Generator.ID.Total.Net.Generation.March | Generator.ID.Total.Net.Generation.April | Generator.ID.Total.Net.Generation.May | Generator.ID.Total.Net.Generation.June | Generator.ID.Total.Net.Generation.July | Generator.ID.Total.Net.Generation.August | Generator.ID.Total.Net.Generation.September | Generator.ID.Total.Net.Generation.October | Generator.ID.Total.Net.Generation.November | Generator.ID.Total.Net.Generation.December | YEAR
| 2872 | 1 | 2872^1 | ST | 0 | 0 | 0 | 0 | 0 | 0 | 0 | 0 | 0 | 0 | 0 | 0 | 0 | 2015
| 2872 | 2 | 2872^2 | ST | 0 | 0 | 0 | 0 | 0 | 0 | 0 | 0 | 0 | 0 | 0 | 0 | 0 | 2015
| 2872 | 3 | 2872^3 | ST | 0 | 0 | 0 | 0 | 0 | 0 | 0 | 0 | 0 | 0 | 0 | 0 | 0 | 2015
| 2872 | 4 | 2872^4 | ST | 72912 | 6895 | 59492 | 2855 | 3670 | 0 | 0 | 0 | 0 | 0 | 0 | 0 | 0 | 2015
| 2872 | 5 | 2872^5 | ST | 1406676 | 330136 | 357356 | 325395 | 274941 | 118848 | 0 | 0 | 0 | 0 | 0 | 0 | 0 | 2015
FuelHeatByBogen |  |  |  | 2015
| Plant.Code | blankCol | bogen | Reported.Prime.Mover_bf.923 | flagFuelHeat | Bogen.Total.Fuel.Heat.January | Bogen.Total.Fuel.Heat.February | Bogen.Total.Fuel.Heat.March | Bogen.Total.Fuel.Heat.April | Bogen.Total.Fuel.Heat.May | Bogen.Total.Fuel.Heat.June | Bogen.Total.Fuel.Heat.July | Bogen.Total.Fuel.Heat.August | Bogen.Total.Fuel.Heat.September | Bogen.Total.Fuel.Heat.October | Bogen.Total.Fuel.Heat.November | Bogen.Total.Fuel.Heat.December | YEAR
| 2872 |  | 2872^1 | ST | 0 | 0 | 0 | 0 | 0 | 0 | 0 | 0 | 0 | 0 | 0 | 0 | 0 | 2015
| 2872 |  | 2872^2 | ST | 0 | 0 | 0 | 0 | 0 | 0 | 0 | 0 | 0 | 0 | 0 | 0 | 0 | 2015
| 2872 |  | 2872^3 | ST | 0 | 0 | 0 | 0 | 0 | 0 | 0 | 0 | 0 | 0 | 0 | 0 | 0 | 2015
| 2872 |  | 2872^4 | ST | 0 | 127459.4 | 684195.836 | 41163.12 | 3735.153 | 0 | 0 | 0 | 0 | 0 | 0 | 0 | 0 | 2015
| 2872 |  | 2872^5 | ST | 0 | 3233637.153 | 3433717.982 | 3147118.014 | 2733630.222 | 1152611.718 | 0 | 0 | 0 | 0 | 0 | 0 | 0 | 2015
NetGenByBogen |  |  |  | 2015
| Plant.Code | blankCol | bogen | Reported.Prime.Mover_923 | Net.Generation.mwh | Bogen.Total.Net.Generation.January | Bogen.Total.Net.Generation.February | Bogen.Total.Net.Generation.March | Bogen.Total.Net.Generation.April | Bogen.Total.Net.Generation.May | Bogen.Total.Net.Generation.June | Bogen.Total.Net.Generation.July | Bogen.Total.Net.Generation.August | Bogen.Total.Net.Generation.September | Bogen.Total.Net.Generation.October | Bogen.Total.Net.Generation.November | Bogen.Total.Net.Generation.December | YEAR
| 2872 |  | 2872^1 | ST | 0 | 0 | 0 | 0 | 0 | 0 | 0 | 0 | 0 | 0 | 0 | 0 | 0 | 2015
| 2872 |  | 2872^2 | ST | 0 | 0 | 0 | 0 | 0 | 0 | 0 | 0 | 0 | 0 | 0 | 0 | 0 | 2015
| 2872 |  | 2872^3 | ST | 0 | 0 | 0 | 0 | 0 | 0 | 0 | 0 | 0 | 0 | 0 | 0 | 0 | 2015
| 2872 |  | 2872^4 | ST | 72912 | 6895 | 59492 | 2855 | 3670 | 0 | 0 | 0 | 0 | 0 | 0 | 0 | 0 | 2015
| 2872 |  | 2872^5 | ST | 1406676 | 330136 | 357356 | 325395 | 274941 | 118848 | 0 | 0 | 0 | 0 | 0 | 0 | 0 | 2015
ThermalEfficiencyByBogen |  |  |  | 2015
| Plant.Code | blankCol | bogen | Reported.Prime.Mover_923 | Net.Generation.mwh | ThermalEfficiency.January | ThermalEfficiency.February | ThermalEfficiency.March | ThermalEfficiency.April | ThermalEfficiency.May | ThermalEfficiency.June | ThermalEfficiency.July | ThermalEfficiency.August | ThermalEfficiency.September | ThermalEfficiency.October | ThermalEfficiency.November | ThermalEfficiency.December | YEAR
| 2872 |  | 2872^1 | ST | 0 | 0 | 0 | 0 | 0 | 0 | 0 | 0 | 0 | 0 | 0 | 0 | 0 | 2015
| 2872 |  | 2872^2 | ST | 0 | 0 | 0 | 0 | 0 | 0 | 0 | 0 | 0 | 0 | 0 | 0 | 0 | 2015
| 2872 |  | 2872^3 | ST | 0 | 0 | 0 | 0 | 0 | 0 | 0 | 0 | 0 | 0 | 0 | 0 | 0 | 2015
| 2872 |  | 2872^4 | ST | 72912 | 0.18458 | 0.29669 | 0.23666 | 3.3526 | 0 | 0 | 0 | 0 | 0 | 0 | 0 | 0 | 2015
| 2872 |  | 2872^5 | ST | 1406676 | 0.34836 | 0.35511 | 0.3528 | 0.34318 | 0.35183 | 0 | 0 | 0 | 0 | 0 | 0 | 0 | 2015

## 3559
2015 | Plant.Code | orig_bogencoo.key | auto_bogencoo.key | combogencoo_cool_type_key | EIA_BocooAssoc | EIA_CoolingEnviroEquip | orig_sheet3_key | auto_sheet3_flags | auto_sheet3_key | orig_sheet4_key | auto_sheet4_flags | auto_sheet4_key | EIA_associationTable | generator.data.860 | retiredGenerators.860 | Boiler_InfoDesign_Parameters.860 | boilerFuelData_923 | generation.data.923 | page1GenFuelData.923 | FuelHeatByLine | NetGenByLine | FuelHeatByBoilerID | NetGenByGeneratorID | FuelHeatByBogen | NetGenByBogen | ThermalEfficiencyByBogen
| 3559 | 1 | 3 | 1 | 0 | 0 | 3 | 3 | 3 | 3 | 3 | 3 | 2 | 12 | 0 | 2 | 6 | 3 | 8 | 6 | 3 | 3 | 3 | 3 | 3 | 3
orig_bogencoo.key |  |  |  | 2015
| combogen | combogencoo | Plant.Code
| combogen^3559^1 | combogencoo^3559^1 | 3559
auto_bogencoo.key |  |  |  | 2015
manualEdit | manualBogenEdit | Plant.Code | Bogen | combogen | combogencoo | Boiler.ID | Unit.Code | bga.source | Boiler.ID.Total.Fuel.Heat.January | PlantLine.Total.Fuel.Heat.January | flagNG_no_FH_January | flagFH_no_NG_January | flagFuelHeat_January | Boiler.ID.Total.Fuel.Heat.February | PlantLine.Total.Fuel.Heat.February | flagNG_no_FH_February | flagFH_no_NG_February | flagFuelHeat_February | Boiler.ID.Total.Fuel.Heat.March | PlantLine.Total.Fuel.Heat.March | flagNG_no_FH_March | flagFH_no_NG_March | flagFuelHeat_March | Boiler.ID.Total.Fuel.Heat.April | PlantLine.Total.Fuel.Heat.April | flagNG_no_FH_April | flagFH_no_NG_April | flagFuelHeat_April | Boiler.ID.Total.Fuel.Heat.May | PlantLine.Total.Fuel.Heat.May | flagNG_no_FH_May | flagFH_no_NG_May | flagFuelHeat_May | Boiler.ID.Total.Fuel.Heat.June | PlantLine.Total.Fuel.Heat.June | flagNG_no_FH_June | flagFH_no_NG_June | flagFuelHeat_June | Boiler.ID.Total.Fuel.Heat.July | PlantLine.Total.Fuel.Heat.July | flagNG_no_FH_July | flagFH_no_NG_July | flagFuelHeat_July | Boiler.ID.Total.Fuel.Heat.August | PlantLine.Total.Fuel.Heat.August | flagNG_no_FH_August | flagFH_no_NG_August | flagFuelHeat_August | Boiler.ID.Total.Fuel.Heat.September | PlantLine.Total.Fuel.Heat.September | flagNG_no_FH_September | flagFH_no_NG_September | flagFuelHeat_September | Boiler.ID.Total.Fuel.Heat.October | PlantLine.Total.Fuel.Heat.October | flagNG_no_FH_October | flagFH_no_NG_October | flagFuelHeat_October | Boiler.ID.Total.Fuel.Heat.November | PlantLine.Total.Fuel.Heat.November | flagNG_no_FH_November | flagFH_no_NG_November | flagFuelHeat_November | Boiler.ID.Total.Fuel.Heat.December | PlantLine.Total.Fuel.Heat.December | flagNG_no_FH_December | flagFH_no_NG_December | flagFuelHeat_December | missing.from.923 | flagBoiler.ID_assoc | orig_Boiler.ID_assoc | orig_Boiler.ID_bf.923 | flagBoiler.ID_bf.923 | missing.bf.923 | Reported.Prime.Mover_bf.923 | Reported.Prime.Mover_923 | Reported.Prime.Mover_860 | Reported.Fuel.Type.Code | Technology | Energy.Source.1 | unmapped_but_in_923 | unmapped | Orphan.Boiler | Boiler.Status | Boiler.Retirement.Year | Boiler.Retirement.Month | flag_BoilerRetired | flag_Boiler.Status | Boiler.ID.NotIn.Assoc | missingPlant.assoc | missingPlant.boilerDesignData.860 | missingPlant.generation.data.923 | missingPlant.boilerFuelData.923 | Reported.Prime.Mover_page1 | flag.ST.missing.bf.923 | flag.CACT.missingPair | flag_923bogenCTonly | flag.NGCC.badFuel | flag.ST.missing.bf.923.unmapped | flag_RPM | flag_floatingGen | flagFuelHeat | flag_STassoc_CT_CS_CA | flag_CSassociation | countFlags | YEAR | plant_bo | plant_bo_bf.923 | plant_bo_assoc | Utility.ID | Utility.Name | Plant.Name | Cooling.ID | Steam.Plant.Type | flagBoiler.ID_bocoo | orig_Boiler.ID_bocoo | manualBogenEditFileName | manualBogenEditDateTime
0 | 0 | 3559 | 3559^1 | combogen^3559^1 |  | 9 | CC1 | eia860.org | 11730.269 |  | 0 | 0 | 0 | 2283.148 |  | 0 | 0 | 0 | 2927.744 |  | 0 | 0 | 0 | 0 |  | 0 | 0 | 0 | 0 |  | 0 | 0 | 0 | 1618.62 |  | 0 | 0 | 0 | 69315.498 |  | 0 | 0 | 0 | 55137.29 |  | 0 | 0 | 0 | 50596.325 |  | 0 | 0 | 0 | 45079.824 |  | 0 | 0 | 0 | 0 |  | 0 | 0 | 0 | 8616.348 |  | 0 | 0 | 0 | FALSE |  |  | 9 | removeChar | FALSE | CT | CA | CA | NG | Natural Gas Fired Combined Cycle | NG | FALSE | FALSE | FALSE |  |  |  |  | 0 | 1 | FALSE | FALSE | FALSE | FALSE |  | 0 | FALSE | FALSE | 0 | 0 |  | 0 | 0 | 0 | 0 | 2 | 2015 | 3559^9 | 3559^9 | 3559^NA
0 | 0 | 3559 | 3559^1 | combogen^3559^1 |  | HRSG9 | CC1 | eia860.org | 0 |  | 0 | 0 | 0 | 0 |  | 0 | 0 | 0 | 0 |  | 0 | 0 | 0 | 0 |  | 0 | 0 | 0 | 0 |  | 0 | 0 | 0 | 0 |  | 0 | 0 | 0 | 608.139 |  | 0 | 0 | 0 | 1268.251 |  | 0 | 0 | 0 | 0 |  | 0 | 0 | 0 | 359.136 |  | 0 | 0 | 0 | 0 |  | 0 | 0 | 0 | 0 |  | 0 | 0 | 0 | FALSE | removeChar | HRSG9 | HRSG9 | removeChar | FALSE | CA | CA | CA | NG | Natural Gas Fired Combined Cycle | NG | FALSE | FALSE | FALSE | OP |  |  |  | 0 | 0 | FALSE | FALSE | FALSE | FALSE |  | 0 | FALSE | FALSE | 0 | 0 |  | 0 | 0 | 0 | 0 | 2 | 2015 | 3559^HRSG9 | 3559^HRSG9 | 3559^HRSG9
0 | 0 | 3559 | 3559^3 | combogen^3559^3 |  | SR5 | none | eia860.org | 0 |  | 0 | 0 | 0 | 0 |  | 0 | 0 | 0 | 0 |  | 0 | 0 | 0 | 0 |  | 0 | 0 | 0 | 0 |  | 0 | 0 | 0 | 0 |  | 0 | 0 | 0 | 0 |  | 0 | 0 | 0 | 0 |  | 0 | 0 | 0 | 0 |  | 0 | 0 | 0 | 0 |  | 0 | 0 | 0 | 0 |  | 0 | 0 | 0 | 0 |  | 0 | 0 | 0 | FALSE | removeChar | SR5 | SR5 | removeChar | FALSE | ST | ST | ST | DFO | Natural Gas Steam Turbine | NG | FALSE | FALSE | FALSE | SC |  |  |  | 0 | 0 | FALSE | FALSE | FALSE | FALSE |  | 0 | FALSE | FALSE | 0 | 0 |  | 0 | 0 | 0 | 0 | 3 | 2015 | 3559^SR5 | 3559^SR5 | 3559^SR5
combogencoo_cool_type_key |  |  |  | 2015
manualEdit | Plant.Code | bogencoo | LAKE..OF..OC..RC. | RIVER..OF. | POND..OC..RC. | TOWER..RF..RI..RN. | DC | OS
0 | 3559 | combogencoo^3559^1 |  | 0.05 |  | 0.95
EIA_BocooAssoc |  |  |  | 2015
| Utility.ID | Utility.Name | Plant.Code | Plant.Name | Boiler.ID | Cooling.ID | Steam.Plant.Type
EIA_CoolingEnviroEquip |  |  |  | 2015
| Utility.ID | Utility.Name | Plant.Code | Plant.Name | State | Cooling.ID | Cooling.Status | Inservice.Month | Inservice.Year | Cooling.Type.1 | Cooling.Type.2 | Cooling.Type.3 | Cooling.Type.4 | Percent.Dry.Cooling | Cooling.Water.Source | Cooling.Water.Discharge | Water.Source.Code | Water.Type.Code | Intake.Rate.at.100...Gallons.per.Minute. | Chlorine.Inservice.Month | Chlorine.Inservice.Year | Pond.Inservice.Month | Pond.Inservice.Year | Pond.Surface.Area..Acres. | Pond.Volume..Acre.Feet. | Tower.Inservice.Month | Tower.Inservice.Year | Tower.Type.1 | Tower.Type.2 | Tower.Type.3 | Tower.Type.4 | Tower.Water.Rate..Gallons.per.Minute. | Power.Requirement..MW. | Cost.Total..Thousand.Dollars. | Cost.Ponds..Thousand.Dollars. | Cost.Towers..Thousand.Dollars. | Cost.Chlorine.Equipment..Thousand.Dollars. | Intake.Distance.Shore..Feet. | Outlet.Distance.Shore..Feet. | Intake.Distance.Surface..Feet. | Outlet.Distance.Surface..Feet. | Steam.Plant.Type
orig_sheet3_key |  |  |  | 2015
| plant_bo | bogen | Plant.Code
| 3559^9 | 3559^1 | 3559
| 3559^HRSG9 | 3559^1 | 3559
| 3559^SR5 | 3559^2 | 3559
auto_sheet3_flags |  |  |  | 2015
| Plant.Code | plant_bo | bogen | missing.from.923 | unmapped_but_in_923 | unmapped | Orphan.Boiler | Boiler.Status | Boiler.ID.NotIn.Assoc | missingPlant.assoc | missingPlant.boilerDesignData.860 | missingPlant.generation.data.923 | missingPlant.boilerFuelData.923 | flag.CACT.missingPair | missing.bf.923 | flag.ST.missing.bf.923 | flag.ST.missing.bf.923.unmapped | flag_RPM | flag_floatingGen | flag_BoilerRetired | flag_Boiler.Status | flag_923bogenCTonly | flagFuelHeat | flag_STassoc_CT_CS_CA | flag_CSassociation | flagFH_no_NG_January | flagNG_no_FH_January | flagFuelHeat_January | flagFH_no_NG_February | flagNG_no_FH_February | flagFuelHeat_February | flagFH_no_NG_March | flagNG_no_FH_March | flagFuelHeat_March | flagFH_no_NG_April | flagNG_no_FH_April | flagFuelHeat_April | flagFH_no_NG_May | flagNG_no_FH_May | flagFuelHeat_May | flagFH_no_NG_June | flagNG_no_FH_June | flagFuelHeat_June | flagFH_no_NG_July | flagNG_no_FH_July | flagFuelHeat_July | flagFH_no_NG_August | flagNG_no_FH_August | flagFuelHeat_August | flagFH_no_NG_September | flagNG_no_FH_September | flagFuelHeat_September | flagFH_no_NG_October | flagNG_no_FH_October | flagFuelHeat_October | flagFH_no_NG_November | flagNG_no_FH_November | flagFuelHeat_November | flagFH_no_NG_December | flagNG_no_FH_December | flagFuelHeat_December | flag_ManualPlant | flag_MisMatch
| 3559 | 3559^9 | 3559^1 | 0 | 0 | 0 | 0 | 0 | 1 | 0 | 0 | 0 | 0 | 0 | 0 | 0 | 0 | 0 | 0 | 0 | 0 | 0 | 0 | 0 | 0 | 0 | 0 | 0 | 0 | 0 | 0 | 0 | 0 | 0 | 0 | 0 | 0 | 0 | 0 | 0 | 0 | 0 | 0 | 0 | 0 | 0 | 0 | 0 | 0 | 0 | 0 | 0 | 0 | 0 | 0 | 0 | 0 | 0 | 0 | 0 | 0 | 0 | 1
| 3559 | 3559^HRSG9 | 3559^1 | 0 | 0 | 0 | 0 | 0 | 0 | 0 | 0 | 0 | 0 | 0 | 0 | 0 | 0 | 0 | 0 | 0 | 0 | 0 | 0 | 0 | 0 | 0 | 0 | 0 | 0 | 0 | 0 | 0 | 0 | 0 | 0 | 0 | 0 | 0 | 0 | 0 | 0 | 0 | 0 | 0 | 0 | 0 | 0 | 0 | 0 | 0 | 0 | 0 | 0 | 0 | 0 | 0 | 0 | 0 | 0 | 0 | 0 | 0 | 1
| 3559 | 3559^SR5 | 3559^3 | 0 | 0 | 0 | 0 | 0 | 0 | 0 | 0 | 0 | 0 | 0 | 0 | 0 | 0 | 0 | 0 | 0 | 0 | 0 | 0 | 0 | 0 | 0 | 0 | 0 | 0 | 0 | 0 | 0 | 0 | 0 | 0 | 0 | 0 | 0 | 0 | 0 | 0 | 0 | 0 | 0 | 0 | 0 | 0 | 0 | 0 | 0 | 0 | 0 | 0 | 0 | 0 | 0 | 0 | 0 | 0 | 0 | 0 | 0 | 1
auto_sheet3_key |  |  |  | 2015
manualBogenEdit | Plant.Code | bogen | Boiler.ID | Unit.Code | bga.source | Boiler.ID.Total.Fuel.Heat.January | PlantLine.Total.Fuel.Heat.January | flagNG_no_FH_January | flagFH_no_NG_January | flagFuelHeat_January | Boiler.ID.Total.Fuel.Heat.February | PlantLine.Total.Fuel.Heat.February | flagNG_no_FH_February | flagFH_no_NG_February | flagFuelHeat_February | Boiler.ID.Total.Fuel.Heat.March | PlantLine.Total.Fuel.Heat.March | flagNG_no_FH_March | flagFH_no_NG_March | flagFuelHeat_March | Boiler.ID.Total.Fuel.Heat.April | PlantLine.Total.Fuel.Heat.April | flagNG_no_FH_April | flagFH_no_NG_April | flagFuelHeat_April | Boiler.ID.Total.Fuel.Heat.May | PlantLine.Total.Fuel.Heat.May | flagNG_no_FH_May | flagFH_no_NG_May | flagFuelHeat_May | Boiler.ID.Total.Fuel.Heat.June | PlantLine.Total.Fuel.Heat.June | flagNG_no_FH_June | flagFH_no_NG_June | flagFuelHeat_June | Boiler.ID.Total.Fuel.Heat.July | PlantLine.Total.Fuel.Heat.July | flagNG_no_FH_July | flagFH_no_NG_July | flagFuelHeat_July | Boiler.ID.Total.Fuel.Heat.August | PlantLine.Total.Fuel.Heat.August | flagNG_no_FH_August | flagFH_no_NG_August | flagFuelHeat_August | Boiler.ID.Total.Fuel.Heat.September | PlantLine.Total.Fuel.Heat.September | flagNG_no_FH_September | flagFH_no_NG_September | flagFuelHeat_September | Boiler.ID.Total.Fuel.Heat.October | PlantLine.Total.Fuel.Heat.October | flagNG_no_FH_October | flagFH_no_NG_October | flagFuelHeat_October | Boiler.ID.Total.Fuel.Heat.November | PlantLine.Total.Fuel.Heat.November | flagNG_no_FH_November | flagFH_no_NG_November | flagFuelHeat_November | Boiler.ID.Total.Fuel.Heat.December | PlantLine.Total.Fuel.Heat.December | flagNG_no_FH_December | flagFH_no_NG_December | flagFuelHeat_December | missing.from.923 | flagBoiler.ID_assoc | orig_Boiler.ID_assoc | orig_Boiler.ID_bf.923 | flagBoiler.ID_bf.923 | missing.bf.923 | Reported.Prime.Mover_bf.923 | Reported.Prime.Mover_923 | Reported.Prime.Mover_860 | Reported.Fuel.Type.Code | Technology | Energy.Source.1 | unmapped_but_in_923 | unmapped | Orphan.Boiler | Boiler.Status | Boiler.Retirement.Year | Boiler.Retirement.Month | flag_BoilerRetired | flag_Boiler.Status | Boiler.ID.NotIn.Assoc | missingPlant.assoc | missingPlant.boilerDesignData.860 | missingPlant.generation.data.923 | missingPlant.boilerFuelData.923 | Reported.Prime.Mover_page1 | flag.ST.missing.bf.923 | flag.CACT.missingPair | flag_923bogenCTonly | flag.NGCC.badFuel | flag.ST.missing.bf.923.unmapped | flag_RPM | flag_floatingGen | flagFuelHeat | flag_STassoc_CT_CS_CA | flag_CSassociation | countFlags | YEAR | plant_bo | plant_bo_bf.923 | plant_bo_assoc | manualBogenEditFileName | manualBogenEditDateTime
0 | 3559 | 3559^1 | 9 | CC1 | eia860.org | 11730.269 |  | 0 | 0 | 0 | 2283.148 |  | 0 | 0 | 0 | 2927.744 |  | 0 | 0 | 0 | 0 |  | 0 | 0 | 0 | 0 |  | 0 | 0 | 0 | 1618.62 |  | 0 | 0 | 0 | 69315.498 |  | 0 | 0 | 0 | 55137.29 |  | 0 | 0 | 0 | 50596.325 |  | 0 | 0 | 0 | 45079.824 |  | 0 | 0 | 0 | 0 |  | 0 | 0 | 0 | 8616.348 |  | 0 | 0 | 0 | FALSE |  |  | 9 | removeChar | FALSE | CT | CA | CA | NG | Natural Gas Fired Combined Cycle | NG | FALSE | FALSE | FALSE |  |  |  |  | 0 | 1 | FALSE | FALSE | FALSE | FALSE |  | 0 | FALSE | FALSE | 0 | 0 |  | 0 | 0 | 0 | 0 | 2 | 2015 | 3559^9 | 3559^9 | 3559^NA
0 | 3559 | 3559^1 | HRSG9 | CC1 | eia860.org | 0 |  | 0 | 0 | 0 | 0 |  | 0 | 0 | 0 | 0 |  | 0 | 0 | 0 | 0 |  | 0 | 0 | 0 | 0 |  | 0 | 0 | 0 | 0 |  | 0 | 0 | 0 | 608.139 |  | 0 | 0 | 0 | 1268.251 |  | 0 | 0 | 0 | 0 |  | 0 | 0 | 0 | 359.136 |  | 0 | 0 | 0 | 0 |  | 0 | 0 | 0 | 0 |  | 0 | 0 | 0 | FALSE | removeChar | HRSG9 | HRSG9 | removeChar | FALSE | CA | CA | CA | NG | Natural Gas Fired Combined Cycle | NG | FALSE | FALSE | FALSE | OP |  |  |  | 0 | 0 | FALSE | FALSE | FALSE | FALSE |  | 0 | FALSE | FALSE | 0 | 0 |  | 0 | 0 | 0 | 0 | 2 | 2015 | 3559^HRSG9 | 3559^HRSG9 | 3559^HRSG9
0 | 3559 | 3559^3 | SR5 | none | eia860.org | 0 |  | 0 | 0 | 0 | 0 |  | 0 | 0 | 0 | 0 |  | 0 | 0 | 0 | 0 |  | 0 | 0 | 0 | 0 |  | 0 | 0 | 0 | 0 |  | 0 | 0 | 0 | 0 |  | 0 | 0 | 0 | 0 |  | 0 | 0 | 0 | 0 |  | 0 | 0 | 0 | 0 |  | 0 | 0 | 0 | 0 |  | 0 | 0 | 0 | 0 |  | 0 | 0 | 0 | FALSE | removeChar | SR5 | SR5 | removeChar | FALSE | ST | ST | ST | DFO | Natural Gas Steam Turbine | NG | FALSE | FALSE | FALSE | SC |  |  |  | 0 | 0 | FALSE | FALSE | FALSE | FALSE |  | 0 | FALSE | FALSE | 0 | 0 |  | 0 | 0 | 0 | 0 | 3 | 2015 | 3559^SR5 | 3559^SR5 | 3559^SR5
orig_sheet4_key |  |  |  | 2015
| plant_gen | bogen | Plant.Code
| 3559^6 | 3559^1 | 3559
| 3559^9 | 3559^1 | 3559
| 3559^5 | 3559^2 | 3559
auto_sheet4_flags |  |  |  | 2015
| Plant.Code | plant_gen | bogen | missing.from.923 | Generator.Status | Orphan.Generator | unmapped_but_in_923 | unmapped | missingPlant.assoc | missingPlant.generator.data.860 | missingPlant.generation.data.923 | flag.CACT.missingPair | missing.bf.923 | missing.generation.data | flag.ST.missing.bf.923 | flag.ST.missing.bf.923.unmapped | flag_RPM | flag_floatingGen | flag_GeneratorRetired | flag_Generator.Status | flag_923bogenCTonly | flagFuelHeat | flag_STassoc_CT_CS_CA | flag_CSassociation | flagNetGenWithoutFuelHeat | flagFuelHeatWithoutNetGen | flagFH_no_NG_January | flagNG_no_FH_January | flagFuelHeat_January | flagFH_no_NG_February | flagNG_no_FH_February | flagFuelHeat_February | flagFH_no_NG_March | flagNG_no_FH_March | flagFuelHeat_March | flagFH_no_NG_April | flagNG_no_FH_April | flagFuelHeat_April | flagFH_no_NG_May | flagNG_no_FH_May | flagFuelHeat_May | flagFH_no_NG_June | flagNG_no_FH_June | flagFuelHeat_June | flagFH_no_NG_July | flagNG_no_FH_July | flagFuelHeat_July | flagFH_no_NG_August | flagNG_no_FH_August | flagFuelHeat_August | flagFH_no_NG_September | flagNG_no_FH_September | flagFuelHeat_September | flagFH_no_NG_October | flagNG_no_FH_October | flagFuelHeat_October | flagFH_no_NG_November | flagNG_no_FH_November | flagFuelHeat_November | flagFH_no_NG_December | flagNG_no_FH_December | flagFuelHeat_December | flag_ManualPlant | flag_MisMatch
| 3559 | 3559^5 | 3559^3 | 0 | 1 | 0 | 0 | 0 | 0 | 0 | 0 | 0 | 0 | 0 | 0 | 0 | 0 | 0 | 0 | 1 | 0 | 0 | 0 | 0 | 0 | 0 | 0 | 0 | 0 | 0 | 0 | 0 | 0 | 0 | 0 | 0 | 0 | 0 | 0 | 0 | 0 | 0 | 0 | 0 | 0 | 0 | 0 | 0 | 0 | 0 | 0 | 0 | 0 | 0 | 0 | 0 | 0 | 0 | 0 | 0 | 0 | 0 | 0 | 1
| 3559 | 3559^6 | 3559^1 | 0 | 0 | 0 | 0 | 0 | 0 | 0 | 0 | 0 | 0 | 0 | 0 | 0 | 0 | 0 | 0 | 0 | 0 | 0 | 0 | 0 | 0 | 0 | 0 | 0 | 0 | 0 | 0 | 0 | 0 | 0 | 0 | 0 | 0 | 0 | 0 | 0 | 0 | 0 | 0 | 0 | 0 | 0 | 0 | 0 | 0 | 0 | 0 | 0 | 0 | 0 | 0 | 0 | 0 | 0 | 0 | 0 | 0 | 0 | 0 | 1
| 3559 | 3559^9 | 3559^1 | 0 | 0 | 0 | 0 | 0 | 0 | 0 | 0 | 0 | 0 | 0 | 0 | 0 | 0 | 0 | 0 | 0 | 0 | 0 | 0 | 0 | 0 | 0 | 0 | 0 | 0 | 0 | 0 | 0 | 0 | 0 | 0 | 0 | 0 | 0 | 0 | 0 | 0 | 0 | 0 | 0 | 0 | 0 | 0 | 0 | 0 | 0 | 0 | 0 | 0 | 0 | 0 | 0 | 0 | 0 | 0 | 0 | 0 | 0 | 0 | 1
auto_sheet4_key |  |  |  | 2015
manualBogenEdit | Plant.Code | Generator.ID | bogen | Unit.Code | bga.source | Net.Generation.mwh | Generator.ID.Total.Net.Generation.January | PlantLine.Total.Fuel.Heat.January | PlantLine.Total.Net.Generation.January | flagNG_no_FH_January | flagFH_no_NG_January | flagFuelHeat_January | Generator.ID.Total.Net.Generation.February | PlantLine.Total.Fuel.Heat.February | PlantLine.Total.Net.Generation.February | flagNG_no_FH_February | flagFH_no_NG_February | flagFuelHeat_February | Generator.ID.Total.Net.Generation.March | PlantLine.Total.Fuel.Heat.March | PlantLine.Total.Net.Generation.March | flagNG_no_FH_March | flagFH_no_NG_March | flagFuelHeat_March | Generator.ID.Total.Net.Generation.April | PlantLine.Total.Fuel.Heat.April | PlantLine.Total.Net.Generation.April | flagNG_no_FH_April | flagFH_no_NG_April | flagFuelHeat_April | Generator.ID.Total.Net.Generation.May | PlantLine.Total.Fuel.Heat.May | PlantLine.Total.Net.Generation.May | flagNG_no_FH_May | flagFH_no_NG_May | flagFuelHeat_May | Generator.ID.Total.Net.Generation.June | PlantLine.Total.Fuel.Heat.June | PlantLine.Total.Net.Generation.June | flagNG_no_FH_June | flagFH_no_NG_June | flagFuelHeat_June | Generator.ID.Total.Net.Generation.July | PlantLine.Total.Fuel.Heat.July | PlantLine.Total.Net.Generation.July | flagNG_no_FH_July | flagFH_no_NG_July | flagFuelHeat_July | Generator.ID.Total.Net.Generation.August | PlantLine.Total.Fuel.Heat.August | PlantLine.Total.Net.Generation.August | flagNG_no_FH_August | flagFH_no_NG_August | flagFuelHeat_August | Generator.ID.Total.Net.Generation.September | PlantLine.Total.Fuel.Heat.September | PlantLine.Total.Net.Generation.September | flagNG_no_FH_September | flagFH_no_NG_September | flagFuelHeat_September | Generator.ID.Total.Net.Generation.October | PlantLine.Total.Fuel.Heat.October | PlantLine.Total.Net.Generation.October | flagNG_no_FH_October | flagFH_no_NG_October | flagFuelHeat_October | Generator.ID.Total.Net.Generation.November | PlantLine.Total.Fuel.Heat.November | PlantLine.Total.Net.Generation.November | flagNG_no_FH_November | flagFH_no_NG_November | flagFuelHeat_November | Generator.ID.Total.Net.Generation.December | PlantLine.Total.Fuel.Heat.December | PlantLine.Total.Net.Generation.December | flagNG_no_FH_December | flagFH_no_NG_December | flagFuelHeat_December | missing.from.923 | orig_Generator.ID_923 | flagGenerator.ID_923 | orig_Generator.ID_860 | flagGenerator.ID_860 | flagGenerator.ID_assoc | orig_Generator.ID_assoc | missing.bf.923 | Reported.Prime.Mover_bf.923 | Reported.Prime.Mover_923 | Reported.Prime.Mover_860 | Reported.Fuel.Type.Code | Technology | Energy.Source.1 | Generator.Status | Orphan.Generator | unmapped_but_in_923 | unmapped | flag_Generator.Status | Generator.Retirement.Year | Generator.Retirement.Month | flag_GeneratorRetired | missingPlant.assoc | missingPlant.generator.data.860 | missingPlant.generation.data.923 | Reported.Prime.Mover_page1 | flag.ST.missing.bf.923 | flag.CACT.missingPair | flag_923bogenCTonly | flag.NGCC.badFuel | flag.ST.missing.bf.923.unmapped | flag_RPM | flag_floatingGen | flagNetGenWithoutFuelHeat | flagFuelHeatWithoutNetGen | flagFuelHeat | flag_STassoc_CT_CS_CA | flag_CSassociation | countFlags | YEAR | plant_gen | plant_gen.923 | plant_gen.860 | plant_gen_assoc | missing.generation.data | manualBogenEditFileName | manualBogenEditDateTime
0 | 3559 | 5 | 3559^3 | none | eia860.org | 0 | 0 |  |  | 0 | 0 | 0 | 0 |  |  | 0 | 0 | 0 | 0 |  |  | 0 | 0 | 0 | 0 |  |  | 0 | 0 | 0 | 0 |  |  | 0 | 0 | 0 | 0 |  |  | 0 | 0 | 0 | 0 |  |  | 0 | 0 | 0 | 0 |  |  | 0 | 0 | 0 | 0 |  |  | 0 | 0 | 0 | 0 |  |  | 0 | 0 | 0 | 0 |  |  | 0 | 0 | 0 | 0 |  |  | 0 | 0 | 0 | FALSE | 5 | removeChar | 5 | removeChar | removeChar | 5 | FALSE | ST | ST | ST | DFO | Natural Gas Steam Turbine | NG | OA | FALSE | FALSE | FALSE | 1 |  |  |  | FALSE | FALSE | FALSE |  | 0 | FALSE | FALSE | 0 | 0 |  | 0 | 0 | 0 | 0 | 0 | 0 | 3 | 2015 | 3559^5 | 3559^5 | 3559^5 | 3559^5 | FALSE
0 | 3559 | 6 | 3559^1 | CC1 | eia860.org | 5562 | 0 |  |  | 0 | 0 | 0 | 0 |  |  | 0 | 0 | 0 | 0 |  |  | 0 | 0 | 0 | 0 |  |  | 0 | 0 | 0 | 0 |  |  | 0 | 0 | 0 | 0 |  |  | 0 | 0 | 0 | 1602 |  |  | 0 | 0 | 0 | 1380 |  |  | 0 | 0 | 0 | 947 |  |  | 0 | 0 | 0 | 1547 |  |  | 0 | 0 | 0 | 0 |  |  | 0 | 0 | 0 | 86 |  |  | 0 | 0 | 0 | FALSE | 6 | removeChar | 6 | removeChar | removeChar | 6 | FALSE | CT | CA | CA | NG | Natural Gas Fired Combined Cycle | NG | OP | FALSE | FALSE | FALSE | 0 |  |  |  | FALSE | FALSE | FALSE |  | 0 | FALSE | FALSE | 0 | 0 |  | 0 | 0 | 0 | 0 | 0 | 0 | 2 | 2015 | 3559^6 | 3559^6 | 3559^6 | 3559^6 | FALSE
0 | 3559 | 9 | 3559^1 | CC1 | string_assn | 18613 | 903 |  |  | 0 | 0 | 0 | 177 |  |  | 0 | 0 | 0 | 217 |  |  | 0 | 0 | 0 | 0 |  |  | 0 | 0 | 0 | 0 |  |  | 0 | 0 | 0 | 111 |  |  | 0 | 0 | 0 | 5011 |  |  | 0 | 0 | 0 | 4033 |  |  | 0 | 0 | 0 | 3706 |  |  | 0 | 0 | 0 | 3817 |  |  | 0 | 0 | 0 | 0 |  |  | 0 | 0 | 0 | 638 |  |  | 0 | 0 | 0 | FALSE | 9 | removeChar | 9 | removeChar |  |  | FALSE | CT | CT | CT | DFO | Natural Gas Fired Combined Cycle | NG | OP | FALSE | FALSE | FALSE | 0 |  |  |  | FALSE | FALSE | FALSE |  | 0 | FALSE | FALSE | 0 | 0 |  | 0 | 0 | 0 | 0 | 0 | 0 | 2 | 2015 | 3559^9 | 3559^9 | 3559^9 | 3559^NA | FALSE
EIA_associationTable |  |  |  | 2015
| Utility.ID | Utility.Name | Plant.Code | Plant.Name | Boiler.ID | Generator.ID | Steam.Plant.Type
| 2409 | Brownsville Public Utilities Board | 3559 | Silas Ray | SR5 | 5 | 2
| 2409 | Brownsville Public Utilities Board | 3559 | Silas Ray | HRSG9 | 6 | 2
generator.data.860 |  |  |  | 2015
| Utility.ID | Utility.Name | Plant.Code | Plant.Name | State | County | Generator.ID | Technology | Prime.Mover | Unit.Code | Ownership | Duct.Burners | Can.Bypass.Heat.Recovery.Steam.Generator. | RTO.ISO.LMP.Node.Designation | RTO.ISO.Location.Designation.for.Reporting.Wholesale.Sales.Data.to.FERC | Nameplate.Capacity..MW. | Nameplate.Power.Factor | Summer.Capacity..MW. | Winter.Capacity..MW. | Minimum.Load..MW. | Uprate.or.Derate.Completed.During.Year | Month.Uprate.or.Derate.Completed | Year.Uprate.or.Derate.Completed | Status | Synchronized.to.Transmission.Grid | Operating.Month | Operating.Year | Planned.Retirement.Month | Planned.Retirement.Year | Associated.with.Combined.Heat.and.Power.System | Sector.Name | Sector | Topping.or.Bottoming | Energy.Source.1 | Energy.Source.2 | Energy.Source.3 | Energy.Source.4 | Energy.Source.5 | Energy.Source.6 | Startup.Source.1 | Startup.Source.2 | Startup.Source.3 | Startup.Source.4 | Solid.Fuel.Gasification.System. | Carbon.Capture.Technology. | Turbines..Inverters..or.Hydrokinetic.Buoys | Time.from.Cold.Shutdown.to.Full.Load | Fluidized.Bed.Technology. | Pulverized.Coal.Technology. | Stoker.Technology. | Other.Combustion.Technology. | Subcritical.Technology. | Supercritical.Technology. | Ultrasupercritical.Technology. | Planned.Net.Summer.Capacity.Uprate..MW. | Planned.Net.Winter.Capacity.Uprate..MW. | Planned.Uprate.Month | Planned.Uprate.Year | Planned.Net.Summer.Capacity.Derate..MW. | Planned.Net.Winter.Capacity.Derate..MW. | Planned.Derate.Month | Planned.Derate.Year | Planned.New.Prime.Mover | Planned.Energy.Source.1 | Planned.New.Nameplate.Capacity..MW. | Planned.Repower.Month | Planned.Repower.Year | Other.Planned.Modifications. | Other.Modifications.Month | Other.Modifications.Year | Cofire.Fuels. | Switch.Between.Oil.and.Natural.Gas.
| 2409 | Brownsville Public Utilities Board | 3559 | Silas Ray | TX | Cameron | 10 | Natural Gas Fired Combustion Turbine | GT |  | S | X | X | SILASRAY_SILAS_10 | SILASRAY_SILAS_10 | 61 | 0.85 | 45 | 48 | 15 | N |  |  | OP | X | 12 | 2004 |  |  | N | Electric Utility | 1 | X | NG | [9 empty] | N |  |  | 1H | [23 empty] | N | N
| 2409 | Brownsville Public Utilities Board | 3559 | Silas Ray | TX | Cameron | 5 | Natural Gas Steam Turbine | ST |  | S | X | X | SILASRAY_SILAS_5 | SILASRAY_SILAS_5 | 24 | 0.9 | 18 | 18 | 9 | N |  |  | OA | X | 5 | 1952 |  |  | N | Electric Utility | 1 | X | NG | DFO |  |  |  |  | NG |  |  |  | N | N |  | 12H | [23 empty] | N | N
| 2409 | Brownsville Public Utilities Board | 3559 | Silas Ray | TX | Cameron | 6 | Natural Gas Fired Combined Cycle | CA | CC1 | S | Y | X | SILASRAY_SILAS_CC1_2 | SILASRAY_SILAS_CC1_2 | 25 | 0.85 | 20 | 20 | 15 | N |  |  | OP | X | 5 | 1959 |  |  | N | Electric Utility | 1 | X | NG | DFO | [8 empty] | N | N |  | 12H | [23 empty] | N | N
| 2409 | Brownsville Public Utilities Board | 3559 | Silas Ray | TX | Cameron | 9 | Natural Gas Fired Combined Cycle | CT | CC1 | S | X | Y | SILASRAY_SILAS_CC1_1 | SILASRAY_SILAS_CC1_1 | 50 | 0.85 | 42 | 52 | 32 | N |  |  | OP | X | 6 | 1996 |  |  | N | Electric Utility | 1 | X | NG | DFO | [8 empty] | N | N |  | 1H | [23 empty] | N | N
| 2409 | Brownsville Public Utilities Board | 3559 | Silas Ray | TX | Cameron | DG-2 | Petroleum Liquids | IC |  | S | X | X |  |  | 1.3 | 0.8 | 1 | 1 | 1 | N |  |  | SB | Y | 11 | 2001 |  |  | N | Electric Utility | 1 | X | DFO | [9 empty] | N | N |  | 10M | [23 empty] | N | N
| 2409 | Brownsville Public Utilities Board | 3559 | Silas Ray | TX | Cameron | DG-3a | Petroleum Liquids | IC |  | S | X | X |  |  | 1.3 | 0.8 | 1 | 1 | 1 | N |  |  | SB | Y | 11 | 2001 |  |  | N | Electric Utility | 1 | X | DFO | [9 empty] | N | N |  | 10M | [23 empty] | N | N
| 2409 | Brownsville Public Utilities Board | 3559 | Silas Ray | TX | Cameron | DG-3b | Petroleum Liquids | IC |  | S | X | X |  |  | 1.3 | 0.8 | 1 | 1 | 1 | N |  |  | SB | Y | 11 | 2001 |  |  | N | Electric Utility | 1 | X | DFO | [9 empty] | N | N |  | 10M | [23 empty] | N | N
| 2409 | Brownsville Public Utilities Board | 3559 | Silas Ray | TX | Cameron | DG-4 | Petroleum Liquids | IC |  | S | X | X |  |  | 1.3 | 0.8 | 1 | 1 | 1 | N |  |  | SB | Y | 11 | 2001 |  |  | N | Electric Utility | 1 | X | DFO | [9 empty] | N | N |  | 10M | [23 empty] | N | N
| 2409 | Brownsville Public Utilities Board | 3559 | Silas Ray | TX | Cameron | DG-6a | Petroleum Liquids | IC |  | S | X | X |  |  | 1.3 | 0.8 | 1 | 1 | 1 | N |  |  | SB | N | 11 | 2001 |  |  | N | Electric Utility | 1 | X | DFO | [9 empty] | N | N |  | 10M | [23 empty] | N | N
| 2409 | Brownsville Public Utilities Board | 3559 | Silas Ray | TX | Cameron | DG-6b | Petroleum Liquids | IC |  | S | X | X |  |  | 1.3 | 0.8 | 1 | 1 | 1 | N |  |  | SB | N | 11 | 2001 |  |  | N | Electric Utility | 1 | X | DFO | [9 empty] | N | N |  | 10M | [23 empty] | N | N
| 2409 | Brownsville Public Utilities Board | 3559 | Silas Ray | TX | Cameron | DG-7a | Petroleum Liquids | IC |  | S | X | X |  |  | 1.3 | 0.8 | 1 | 1 | 1 | N |  |  | SB | Y | 11 | 2001 |  |  | N | Electric Utility | 1 | X | DFO | [9 empty] | N | N |  | 10M | [23 empty] | N | N
| 2409 | Brownsville Public Utilities Board | 3559 | Silas Ray | TX | Cameron | DG-7b | Petroleum Liquids | IC |  | S | X | X |  |  | 1.3 | 0.8 | 1 | 1 | 1 | N |  |  | SB | Y | 11 | 2001 |  |  | N | Electric Utility | 1 | X | DFO | [9 empty] | N | N |  | 10M | [23 empty] | N | N
retiredGenerators.860 |  |  |  | 2015
| Utility.ID | Utility.Name | Plant.Code | Plant.Name | State | County | Generator.ID | Technology | Prime.Mover | Unit.Code | Ownership | Duct.Burners | Can.Bypass.Heat.Recovery.Steam.Generator. | RTO.ISO.LMP.Node.Designation | RTO.ISO.Location.Designation.for.Reporting.Wholesale.Sales.Data.to.FERC | Nameplate.Capacity..MW. | Nameplate.Power.Factor | Summer.Capacity..MW. | Winter.Capacity..MW. | Minimum.Load..MW. | Uprate.or.Derate.Completed.During.Year | Month.Uprate.or.Derate.Completed | Year.Uprate.or.Derate.Completed | Status | Synchronized.to.Transmission.Grid | Operating.Month | Operating.Year | Retirement.Month | Retirement.Year | Associated.with.Combined.Heat.and.Power.System | Sector.Name | Sector | Topping.or.Bottoming | Energy.Source.1 | Energy.Source.2 | Energy.Source.3 | Energy.Source.4 | Energy.Source.5 | Energy.Source.6 | Startup.Source.1 | Startup.Source.2 | Startup.Source.3 | Startup.Source.4 | Solid.Fuel.Gasification.System. | Carbon.Capture.Technology. | Turbines..Inverters..or.Hydrokinetic.Buoys | Time.from.Cold.Shutdown.to.Full.Load | Fluidized.Bed.Technology. | Pulverized.Coal.Technology. | Stoker.Technology. | Other.Combustion.Technology. | Subcritical.Technology. | Supercritical.Technology. | Ultrasupercritical.Technology. | Cofire.Fuels. | Switch.Between.Oil.and.Natural.Gas.
Boiler_InfoDesign_Parameters.860 |  |  |  | 2015
| Utility.ID | Utility.Name | Plant.Code | Plant.Name | State | Boiler.ID | Boiler.Status | Type.of.Boiler | Inservice.Month | Inservice.Year | Retirement.Month | Retirement.Year | Firing.Type.1 | Firing.Type.2 | Firing.Type.3 | Max.Steam.Flow..Thousand.Pounds.per.Hour. | Firing.Rate.Using.Coal..0.1.Tons.per.Hour. | Firing.Rate.Using.Petroleum..0.1.Barrels.per.Hour. | Firing.Rate.Using.Gas..0.1.MCF.per.Hour. | Firing.Rate.Using.Other.Fuels | Waste.Heat.Input..Million.BTU.per.Hour. | Primary.Fuel.1 | Primary.Fuel.2 | Primary.Fuel.3 | Primary.Fuel.4 | Turndown.Ratio | Efficiency.100..Load | Efficiency.50..Load | Air.Flow.100..Load..Cubic.Feet.per.Minute. | Wet.Dry.Bottom | Fly.Ash.Reinjection | Steam.Plant.Type | missingData
| 2409 | Brownsville Public Utilities Board | 3559 | Silas Ray | TX | HRSG9 | OP | Db | 5 | 1997 |  |  | DB |  |  | 206.1 |  |  | 60 |  |  | NG |  |  |  |  | 0.98 | 0.98 | 817112.8 |  |  | 2 | 0
| 2409 | Brownsville Public Utilities Board | 3559 | Silas Ray | TX | SR5 | SC | N | 5 | 1952 |  |  | WF |  |  | 177 |  |  | 299 |  |  | NG |  |  |  |  | 0.264 | 0.28 | 229.2 |  |  | 2 | 0
boilerFuelData_923 |  |  |  | 2015
| Plant.Code | Combined.Heat.And..Power.Plant | Plant.Name | Operator.Name | Operator.Id | Plant.State | Census.Region | NERC.Region | NAICS.Code | Sector.Number | Sector.Name | Boiler.ID | Reported.Prime.Mover | Reported.Fuel.Type.Code | Physical.Unit.Label | Quantity.Of.Fuel.Consumed.January | Quantity.Of.Fuel.Consumed.February | Quantity.Of.Fuel.Consumed.March | Quantity.Of.Fuel.Consumed.April | Quantity.Of.Fuel.Consumed.May | Quantity.Of.Fuel.Consumed.June | Quantity.Of.Fuel.Consumed.July | Quantity.Of.Fuel.Consumed.August | Quantity.Of.Fuel.Consumed.September | Quantity.Of.Fuel.Consumed.October | Quantity.Of.Fuel.Consumed.November | Quantity.Of.Fuel.Consumed.December | MMbtu.Per.Unit.January | MMbtu.Per.Unit.February | MMbtu.Per.Unit.March | MMbtu.Per.Unit.April | MMbtu.Per.Unit.May | MMbtu.Per.Unit.June | MMbtu.Per.Unit.July | MMbtu.Per.Unit.August | MMbtu.Per.Unit.September | MMbtu.Per.Unit.October | MMbtu.Per.Unit.November | MMbtu.Per.Unit.December | Sulfur.Content.January | Sulfur.Content.February | Sulfur.Content.March | Sulfur.Content.April | Sulfur.Content.May | Sulfur.Content.June | Sulfur.Content.July | Sulfur.Content.August | Sulfur.Content.September | Sulfur.Content.October | Sulfur.Content.November | Sulfur.Content.December | Ash.Content.January | Ash.Content.February | Ash.Content.March | Ash.Content.April | Ash.Content.May | Ash.Content.June | Ash.Content.July | Ash.Content.August | Ash.Content.September | Ash.Content.October | Ash.Content.November | Ash.Content.December | Total.Fuel.Consumption.Quantity | YEAR | missingData
| 3559 | N | Silas Ray | Brownsville Public Utilities Board | 2409 | TX | WSC | TRE | 22 | 1 | Electric Utility | 9 | CT | NG | Mcf | 11489 | 2234 | 2848 | 0 | 0 | 1590 | 67362 | 53170 | 49075 | 43682 | 0 | 8398 | 1.021 | 1.022 | 1.028 | 0 | 0 | 1.018 | 1.029 | 1.037 | 1.031 | 1.032 | 0 | 1.026 | 0 | 0 | 0 | 0 | 0 | 0 | 0 | 0 | 0 | 0 | 0 | 0 | 0 | 0 | 0 | 0 | 0 | 0 | 0 | 0 | 0 | 0 | 0 | 0 | 239848 | 2015 | 0
| 3559 | N | Silas Ray | Brownsville Public Utilities Board | 2409 | TX | WSC | TRE | 22 | 1 | Electric Utility | 9 | CT | DFO | barrels | 0 | 0 | 0 | 0 | 0 | 0 | 0 | 0 | 0 | 0 | 0 | 0 | 0 | 0 | 0 | 0 | 0 | 0 | 0 | 0 | 0 | 0 | 0 | 0 | 0 | 0 | 0 | 0 | 0 | 0 | 0 | 0 | 0 | 0 | 0 | 0 | 0 | 0 | 0 | 0 | 0 | 0 | 0 | 0 | 0 | 0 | 0 | 0 | 0 | 2015 | 0
| 3559 | N | Silas Ray | Brownsville Public Utilities Board | 2409 | TX | WSC | TRE | 22 | 1 | Electric Utility | HRSG9 | CA | DFO | barrels | 0 | 0 | 0 | 0 | 0 | 0 | 0 | 0 | 0 | 0 | 0 | 0 | 0 | 0 | 0 | 0 | 0 | 0 | 0 | 0 | 0 | 0 | 0 | 0 | 0 | 0 | 0 | 0 | 0 | 0 | 0 | 0 | 0 | 0 | 0 | 0 | 0 | 0 | 0 | 0 | 0 | 0 | 0 | 0 | 0 | 0 | 0 | 0 | 0 | 2015 | 0
| 3559 | N | Silas Ray | Brownsville Public Utilities Board | 2409 | TX | WSC | TRE | 22 | 1 | Electric Utility | HRSG9 | CA | NG | Mcf | 0 | 0 | 0 | 0 | 0 | 0 | 591 | 1223 | 0 | 348 | 0 | 0 | 0 | 0 | 0 | 0 | 0 | 0 | 1.029 | 1.037 | 0 | 1.032 | 0 | 0 | 0 | 0 | 0 | 0 | 0 | 0 | 0 | 0 | 0 | 0 | 0 | 0 | 0 | 0 | 0 | 0 | 0 | 0 | 0 | 0 | 0 | 0 | 0 | 0 | 2162 | 2015 | 0
| 3559 | N | Silas Ray | Brownsville Public Utilities Board | 2409 | TX | WSC | TRE | 22 | 1 | Electric Utility | SR5 | ST | NG | Mcf | 0 | 0 | 0 | 0 | 0 | 0 | 0 | 0 | 0 | 0 | 0 | 0 | 0 | 0 | 0 | 0 | 0 | 0 | 0 | 0 | 0 | 0 | 0 | 0 | 0 | 0 | 0 | 0 | 0 | 0 | 0 | 0 | 0 | 0 | 0 | 0 | 0 | 0 | 0 | 0 | 0 | 0 | 0 | 0 | 0 | 0 | 0 | 0 | 0 | 2015 | 0
| 3559 | N | Silas Ray | Brownsville Public Utilities Board | 2409 | TX | WSC | TRE | 22 | 1 | Electric Utility | SR5 | ST | DFO | barrels | 0 | 0 | 0 | 0 | 0 | 0 | 0 | 0 | 0 | 0 | 0 | 0 | 0 | 0 | 0 | 0 | 0 | 0 | 0 | 0 | 0 | 0 | 0 | 0 | 0 | 0 | 0 | 0 | 0 | 0 | 0 | 0 | 0 | 0 | 0 | 0 | 0 | 0 | 0 | 0 | 0 | 0 | 0 | 0 | 0 | 0 | 0 | 0 | 0 | 2015 | 0
generation.data.923 |  |  |  | 2015
| Plant.Code | Combined.Heat.And.Power.Plant | Plant.Name | Operator.Name | Operator.Id | Plant.State | Census.Region | NERC.Region | NAICS.Code | Sector.Number | Sector.Name | Generator.ID | Reported.Prime.Mover | Net.Generation.January | Net.Generation.February | Net.Generation.March | Net.Generation.April | Net.Generation.May | Net.Generation.June | Net.Generation.July | Net.Generation.August | Net.Generation.September | Net.Generation.October | Net.Generation.November | Net.Generation.December | Net.Generation.Year.To.Date | YEAR | missingData
| 3559 | N | Silas Ray | Brownsville Public Utilities Board | 2409 | TX | WSC | TRE | 22 | 1 | Electric Utility | 9 | CT | 903 | 177 | 217 | 0 | 0 | 111 | 5011 | 4033 | 3706 | 3817 | 0 | 638 | 18613 | 2015 | 0
| 3559 | N | Silas Ray | Brownsville Public Utilities Board | 2409 | TX | WSC | TRE | 22 | 1 | Electric Utility | 5 | ST | 0 | 0 | 0 | 0 | 0 | 0 | 0 | 0 | 0 | 0 | 0 | 0 | 0 | 2015 | 0
| 3559 | N | Silas Ray | Brownsville Public Utilities Board | 2409 | TX | WSC | TRE | 22 | 1 | Electric Utility | 6 | CA | 0 | 0 | 0 | 0 | 0 | 0 | 1602 | 1380 | 947 | 1547 | 0 | 86 | 5562 | 2015 | 0
page1GenFuelData.923 |  |  |  | 2015
| Plant.Code | Combined.Heat.And.Power.Plant | Nuclear.Unit.Id | Plant.Name | Operator.Name | Operator.Id | Plant.State | Census.Region | NERC.Region | Reserved | NAICS.Code | EIA.Sector.Number | Sector.Name | Reported.Prime.Mover | Reported.Fuel.Type.Code | AER.Fuel.Type.Code | Reserved.1 | Reserved.2 | Physical.Unit.Label | Quantity.January | Quantity.February | Quantity.March | Quantity.April | Quantity.May | Quantity.June | Quantity.July | Quantity.August | Quantity.September | Quantity.October | Quantity.November | Quantity.December | Elec_Quantity.January | Elec_Quantity.February | Elec_Quantity.March | Elec_Quantity.April | Elec_Quantity.May | Elec_Quantity.June | Elec_Quantity.July | Elec_Quantity.August | Elec_Quantity.September | Elec_Quantity.October | Elec_Quantity.November | Elec_Quantity.December | MMBtuPer_Unit.January | MMBtuPer_Unit.February | MMBtuPer_Unit.March | MMBtuPer_Unit.April | MMBtuPer_Unit.May | MMBtuPer_Unit.June | MMBtuPer_Unit.July | MMBtuPer_Unit.August | MMBtuPer_Unit.September | MMBtuPer_Unit.October | MMBtuPer_Unit.November | MMBtuPer_Unit.December | Tot_MMBtu.January | Tot_MMBtu.February | Tot_MMBtu.March | Tot_MMBtu.April | Tot_MMBtu.May | Tot_MMBtu.June | Tot_MMBtu.July | Tot_MMBtu.August | Tot_MMBtu.September | Tot_MMBtu.October | Tot_MMBtu.November | Tot_MMBtu.December | Elec_MMBtu.January | Elec_MMBtu.February | Elec_MMBtu.March | Elec_MMBtu.April | Elec_MMBtu.May | Elec_MMBtu.June | Elec_MMBtu.July | Elec_MMBtu.August | Elec_MMBtu.September | Elec_MMBtu.October | Elec_MMBtu.November | Elec_MMBtu.December | Netgen.January | Netgen.February | Netgen.March | Netgen.April | Netgen.May | Netgen.June | Netgen.July | Netgen.August | Netgen.September | Netgen.October | Netgen.November | Netgen.December | Total.Fuel.Consumption.Quantity | Electric.Fuel.Consumption.Quantity | Total.Fuel.Consumption.MMBtu | Elec.Fuel.Consumption.MMBtu | Net.Generation..Megawatthours. | YEAR | missingData
| 3559 | N | . | Silas Ray | Brownsville Public Utilities Board | 2409 | TX | WSC | TRE |  | 22 | 1 | Electric Utility | CA | DFO | DFO |  |  | barrels | 0 | 0 | 0 | 0 | 0 | 0 | 0 | 0 | 0 | 0 | 0 | 0 | 0 | 0 | 0 | 0 | 0 | 0 | 0 | 0 | 0 | 0 | 0 | 0 | 0 | 0 | 0 | 0 | 0 | 0 | 0 | 0 | 0 | 0 | 0 | 0 | 0 | 0 | 0 | 0 | 0 | 0 | 0 | 0 | 0 | 0 | 0 | 0 | 0 | 0 | 0 | 0 | 0 | 0 | 0 | 0 | 0 | 0 | 0 | 0 | 0 | 0 | 0 | 0 | 0 | 0 | 0 | 0 | 0 | 0 | 0 | 0 | 0 | 0 | 0 | 0 | 0 | 2015 | 0
| 3559 | N | . | Silas Ray | Brownsville Public Utilities Board | 2409 | TX | WSC | TRE |  | 22 | 1 | Electric Utility | CA | NG | NG |  |  | mcf | 0 | 0 | 0 | 0 | 0 | 0 | 591 | 1223 | 0 | 348 | 0 | 0 | 0 | 0 | 0 | 0 | 0 | 0 | 591 | 1223 | 0 | 348 | 0 | 0 | 0 | 0 | 0 | 0 | 0 | 0 | 1.029 | 1.037 | 0 | 1.032 | 0 | 0 | 0 | 0 | 0 | 0 | 0 | 0 | 608 | 1268 | 0 | 359 | 0 | 0 | 0 | 0 | 0 | 0 | 0 | 0 | 608 | 1268 | 0 | 359 | 0 | 0 | 0 | 0 | 0 | 0 | 0 | 0 | 1602 | 1380 | 947 | 1547 | 0 | 86 | 2162 | 2162 | 2235 | 2235 | 5562 | 2015 | 0
| 3559 | N | . | Silas Ray | Brownsville Public Utilities Board | 2409 | TX | WSC | TRE |  | 22 | 1 | Electric Utility | CT | DFO | DFO |  |  | barrels | 0 | 0 | 0 | 0 | 0 | 0 | 0 | 0 | 0 | 0 | 0 | 0 | 0 | 0 | 0 | 0 | 0 | 0 | 0 | 0 | 0 | 0 | 0 | 0 | 0 | 0 | 0 | 0 | 0 | 0 | 0 | 0 | 0 | 0 | 0 | 0 | 0 | 0 | 0 | 0 | 0 | 0 | 0 | 0 | 0 | 0 | 0 | 0 | 0 | 0 | 0 | 0 | 0 | 0 | 0 | 0 | 0 | 0 | 0 | 0 | 0 | 0 | 0 | 0 | 0 | 0 | 0 | 0 | 0 | 0 | 0 | 0 | 0 | 0 | 0 | 0 | 0 | 2015 | 0
| 3559 | N | . | Silas Ray | Brownsville Public Utilities Board | 2409 | TX | WSC | TRE |  | 22 | 1 | Electric Utility | CT | NG | NG |  |  | mcf | 11489 | 2234 | 2848 | 0 | 0 | 1590 | 67362 | 53170 | 49075 | 43682 | 0 | 8398 | 11489 | 2234 | 2848 | 0 | 0 | 1590 | 67362 | 53170 | 49075 | 43682 | 0 | 8398 | 1.021 | 1.022 | 1.028 | 0 | 0 | 1.018 | 1.029 | 1.037 | 1.031 | 1.032 | 0 | 1.026 | 11730 | 2283 | 2928 | 0 | 0 | 1619 | 69315 | 55137 | 50596 | 45080 | 0 | 8616 | 11730 | 2283 | 2928 | 0 | 0 | 1619 | 69315 | 55137 | 50596 | 45080 | 0 | 8616 | 903 | 177 | 217 | 0 | 0 | 111 | 5011 | 4033 | 3706 | 3817 | 0 | 638 | 239848 | 239848 | 247304 | 247304 | 18613 | 2015 | 0
| 3559 | N | . | Silas Ray | Brownsville Public Utilities Board | 2409 | TX | WSC | TRE |  | 22 | 1 | Electric Utility | GT | NG | NG |  |  | mcf | 15500 | 14051 | 15928 | 14760 | 15348 | 18060 | 21415 | 22002 | 18449 | 16072 | 13960 | 15737 | 15500 | 14051 | 15928 | 14760 | 15348 | 18060 | 21415 | 22002 | 18449 | 16072 | 13960 | 15737 | 1.027 | 1.027 | 1.027 | 1.027 | 1.027 | 1.027 | 1.027 | 1.027 | 1.027 | 1.027 | 1.027 | 1.027 | 15919 | 14430 | 16358 | 15159 | 15762 | 18548 | 21993 | 22596 | 18947 | 16506 | 14337 | 16162 | 15919 | 14430 | 16358 | 15159 | 15762 | 18548 | 21993 | 22596 | 18947 | 16506 | 14337 | 16162 | 1225.153 | 1110.462 | 1258.877 | 1166.498 | 1212.999 | 1427.305 | 1692.505 | 1738.921 | 1458.05 | 1270.236 | 1103.268 | 1243.726 | 201282 | 201282 | 206717 | 206717 | 15908 | 2015 | 0
| 3559 | N | . | Silas Ray | Brownsville Public Utilities Board | 2409 | TX | WSC | TRE |  | 22 | 1 | Electric Utility | IC | DFO | DFO |  |  | barrels | 5 | 6 | 11 | 8 | 18 | 11 | 8 | 8 | 8 | 10 | 4 | 9 | 5 | 6 | 11 | 8 | 18 | 11 | 8 | 8 | 8 | 10 | 4 | 9 | 5.5 | 5.5 | 5.5 | 5.5 | 5.5 | 5.5 | 5.5 | 5.5 | 5.5 | 5.5 | 5.5 | 5.5 | 28 | 33 | 61 | 44 | 99 | 61 | 44 | 44 | 44 | 55 | 22 | 50 | 28 | 33 | 61 | 44 | 99 | 61 | 44 | 44 | 44 | 55 | 22 | 50 | 1.018 | 1.046 | 2.121 | 1.601 | 3.471 | 2.09 | 1.57 | 1.419 | 1.477 | 1.827 | 0.672 | 1.688 | 106 | 106 | 585 | 585 | 20 | 2015 | 0
| 3559 | N | . | Silas Ray | Brownsville Public Utilities Board | 2409 | TX | WSC | TRE |  | 22 | 1 | Electric Utility | ST | DFO | DFO |  |  | barrels | 0 | 0 | 0 | 0 | 0 | 0 | 0 | 0 | 0 | 0 | 0 | 0 | 0 | 0 | 0 | 0 | 0 | 0 | 0 | 0 | 0 | 0 | 0 | 0 | 0 | 0 | 0 | 0 | 0 | 0 | 0 | 0 | 0 | 0 | 0 | 0 | 0 | 0 | 0 | 0 | 0 | 0 | 0 | 0 | 0 | 0 | 0 | 0 | 0 | 0 | 0 | 0 | 0 | 0 | 0 | 0 | 0 | 0 | 0 | 0 | 0 | 0 | 0 | 0 | 0 | 0 | 0 | 0 | 0 | 0 | 0 | 0 | 0 | 0 | 0 | 0 | 0 | 2015 | 0
| 3559 | N | . | Silas Ray | Brownsville Public Utilities Board | 2409 | TX | WSC | TRE |  | 22 | 1 | Electric Utility | ST | NG | NG |  |  | mcf | 0 | 0 | 0 | 0 | 0 | 0 | 0 | 0 | 0 | 0 | 0 | 0 | 0 | 0 | 0 | 0 | 0 | 0 | 0 | 0 | 0 | 0 | 0 | 0 | 0 | 0 | 0 | 0 | 0 | 0 | 0 | 0 | 0 | 0 | 0 | 0 | 0 | 0 | 0 | 0 | 0 | 0 | 0 | 0 | 0 | 0 | 0 | 0 | 0 | 0 | 0 | 0 | 0 | 0 | 0 | 0 | 0 | 0 | 0 | 0 | 0 | 0 | 0 | 0 | 0 | 0 | 0 | 0 | 0 | 0 | 0 | 0 | 0 | 0 | 0 | 0 | 0 | 2015 | 0
FuelHeatByLine |  |  |  | 2015
| Plant.Code | Boiler.ID | bogen | Reported.Prime.Mover_bf.923 | Reported.Fuel.Type.Code | Fuel.Heat.January | Fuel.Heat.February | Fuel.Heat.March | Fuel.Heat.April | Fuel.Heat.May | Fuel.Heat.June | Fuel.Heat.July | Fuel.Heat.August | Fuel.Heat.September | Fuel.Heat.October | Fuel.Heat.November | Fuel.Heat.December | YEAR
| 3559 | 9 | 3559^1 | CT | NG | 11730.269 | 2283.148 | 2927.744 | 0 | 0 | 1618.62 | 69315.498 | 55137.29 | 50596.325 | 45079.824 | 0 | 8616.348 | 2015
| 3559 | 9 | 3559^1 | CT | DFO | 0 | 0 | 0 | 0 | 0 | 0 | 0 | 0 | 0 | 0 | 0 | 0 | 2015
| 3559 | HRSG9 | 3559^1 | CA | NG | 0 | 0 | 0 | 0 | 0 | 0 | 608.139 | 1268.251 | 0 | 359.136 | 0 | 0 | 2015
| 3559 | HRSG9 | 3559^1 | CA | DFO | 0 | 0 | 0 | 0 | 0 | 0 | 0 | 0 | 0 | 0 | 0 | 0 | 2015
| 3559 | SR5 | 3559^3 | ST | DFO | 0 | 0 | 0 | 0 | 0 | 0 | 0 | 0 | 0 | 0 | 0 | 0 | 2015
| 3559 | SR5 | 3559^3 | ST | NG | 0 | 0 | 0 | 0 | 0 | 0 | 0 | 0 | 0 | 0 | 0 | 0 | 2015
NetGenByLine |  |  |  | 2015
| Plant.Code | Generator.ID | bogen | Reported.Prime.Mover | Net.Generation.Year.To.Date | Net.Generation.January | Net.Generation.February | Net.Generation.March | Net.Generation.April | Net.Generation.May | Net.Generation.June | Net.Generation.July | Net.Generation.August | Net.Generation.September | Net.Generation.October | Net.Generation.November | Net.Generation.December | YEAR
| 3559 | 5 | 3559^3 | ST | 0 | 0 | 0 | 0 | 0 | 0 | 0 | 0 | 0 | 0 | 0 | 0 | 0 | 2015
| 3559 | 6 | 3559^1 | CA | 5562 | 0 | 0 | 0 | 0 | 0 | 0 | 1602 | 1380 | 947 | 1547 | 0 | 86 | 2015
| 3559 | 9 | 3559^1 | CT | 18613 | 903 | 177 | 217 | 0 | 0 | 111 | 5011 | 4033 | 3706 | 3817 | 0 | 638 | 2015
FuelHeatByBoilerID |  |  |  | 2015
| Plant.Code | Boiler.ID | bogen | Reported.Prime.Mover_bf.923 | flagFuelHeat | Boiler.ID.Total.Fuel.Heat.January | Boiler.ID.Total.Fuel.Heat.February | Boiler.ID.Total.Fuel.Heat.March | Boiler.ID.Total.Fuel.Heat.April | Boiler.ID.Total.Fuel.Heat.May | Boiler.ID.Total.Fuel.Heat.June | Boiler.ID.Total.Fuel.Heat.July | Boiler.ID.Total.Fuel.Heat.August | Boiler.ID.Total.Fuel.Heat.September | Boiler.ID.Total.Fuel.Heat.October | Boiler.ID.Total.Fuel.Heat.November | Boiler.ID.Total.Fuel.Heat.December | YEAR
| 3559 | 9 | 3559^1 | CT | 0 | 11730.269 | 2283.148 | 2927.744 | 0 | 0 | 1618.62 | 69315.498 | 55137.29 | 50596.325 | 45079.824 | 0 | 8616.348 | 2015
| 3559 | HRSG9 | 3559^1 | CA | 0 | 0 | 0 | 0 | 0 | 0 | 0 | 608.139 | 1268.251 | 0 | 359.136 | 0 | 0 | 2015
| 3559 | SR5 | 3559^3 | ST | 0 | 0 | 0 | 0 | 0 | 0 | 0 | 0 | 0 | 0 | 0 | 0 | 0 | 2015
NetGenByGeneratorID |  |  |  | 2015
| Plant.Code | Generator.ID | bogen | Reported.Prime.Mover_923 | Net.Generation.mwh | Generator.ID.Total.Net.Generation.January | Generator.ID.Total.Net.Generation.February | Generator.ID.Total.Net.Generation.March | Generator.ID.Total.Net.Generation.April | Generator.ID.Total.Net.Generation.May | Generator.ID.Total.Net.Generation.June | Generator.ID.Total.Net.Generation.July | Generator.ID.Total.Net.Generation.August | Generator.ID.Total.Net.Generation.September | Generator.ID.Total.Net.Generation.October | Generator.ID.Total.Net.Generation.November | Generator.ID.Total.Net.Generation.December | YEAR
| 3559 | 5 | 3559^3 | ST | 0 | 0 | 0 | 0 | 0 | 0 | 0 | 0 | 0 | 0 | 0 | 0 | 0 | 2015
| 3559 | 6 | 3559^1 | CA | 5562 | 0 | 0 | 0 | 0 | 0 | 0 | 1602 | 1380 | 947 | 1547 | 0 | 86 | 2015
| 3559 | 9 | 3559^1 | CT | 18613 | 903 | 177 | 217 | 0 | 0 | 111 | 5011 | 4033 | 3706 | 3817 | 0 | 638 | 2015
FuelHeatByBogen |  |  |  | 2015
| Plant.Code | blankCol | bogen | Reported.Prime.Mover_bf.923 | flagFuelHeat | Bogen.Total.Fuel.Heat.January | Bogen.Total.Fuel.Heat.February | Bogen.Total.Fuel.Heat.March | Bogen.Total.Fuel.Heat.April | Bogen.Total.Fuel.Heat.May | Bogen.Total.Fuel.Heat.June | Bogen.Total.Fuel.Heat.July | Bogen.Total.Fuel.Heat.August | Bogen.Total.Fuel.Heat.September | Bogen.Total.Fuel.Heat.October | Bogen.Total.Fuel.Heat.November | Bogen.Total.Fuel.Heat.December | YEAR
| 3559 |  | 3559^1 | CT | 0 | 11730.269 | 2283.148 | 2927.744 | 0 | 0 | 1618.62 | 69923.637 | 56405.541 | 50596.325 | 45438.96 | 0 | 8616.348 | 2015
| 3559 |  | 3559^1 | CA | 0 | 11730.269 | 2283.148 | 2927.744 | 0 | 0 | 1618.62 | 69923.637 | 56405.541 | 50596.325 | 45438.96 | 0 | 8616.348 | 2015
| 3559 |  | 3559^3 | ST | 0 | 0 | 0 | 0 | 0 | 0 | 0 | 0 | 0 | 0 | 0 | 0 | 0 | 2015
NetGenByBogen |  |  |  | 2015
| Plant.Code | blankCol | bogen | Reported.Prime.Mover_923 | Net.Generation.mwh | Bogen.Total.Net.Generation.January | Bogen.Total.Net.Generation.February | Bogen.Total.Net.Generation.March | Bogen.Total.Net.Generation.April | Bogen.Total.Net.Generation.May | Bogen.Total.Net.Generation.June | Bogen.Total.Net.Generation.July | Bogen.Total.Net.Generation.August | Bogen.Total.Net.Generation.September | Bogen.Total.Net.Generation.October | Bogen.Total.Net.Generation.November | Bogen.Total.Net.Generation.December | YEAR
| 3559 |  | 3559^1 | CA | 5562 | 903 | 177 | 217 | 0 | 0 | 111 | 6613 | 5413 | 4653 | 5364 | 0 | 724 | 2015
| 3559 |  | 3559^1 | CT | 18613 | 903 | 177 | 217 | 0 | 0 | 111 | 6613 | 5413 | 4653 | 5364 | 0 | 724 | 2015
| 3559 |  | 3559^3 | ST | 0 | 0 | 0 | 0 | 0 | 0 | 0 | 0 | 0 | 0 | 0 | 0 | 0 | 2015
ThermalEfficiencyByBogen |  |  |  | 2015
| Plant.Code | blankCol | bogen | Reported.Prime.Mover_923 | Net.Generation.mwh | ThermalEfficiency.January | ThermalEfficiency.February | ThermalEfficiency.March | ThermalEfficiency.April | ThermalEfficiency.May | ThermalEfficiency.June | ThermalEfficiency.July | ThermalEfficiency.August | ThermalEfficiency.September | ThermalEfficiency.October | ThermalEfficiency.November | ThermalEfficiency.December | YEAR
| 3559 |  | 3559^1 | CA | 5562 | 0.26267 | 0.26452 | 0.2529 | 0 | 0 | 0.23399 | 0.3227 | 0.32745 | 0.31379 | 0.4028 | 0 | 0.28671 | 2015
| 3559 |  | 3559^1 | CT | 18613 | 0.26267 | 0.26452 | 0.2529 | 0 | 0 | 0.23399 | 0.3227 | 0.32745 | 0.31379 | 0.4028 | 0 | 0.28671 | 2015
| 3559 |  | 3559^3 | ST | 0 | 0 | 0 | 0 | 0 | 0 | 0 | 0 | 0 | 0 | 0 | 0 | 0 | 2015

## 3602
2015 | Plant.Code | orig_bogencoo.key | auto_bogencoo.key | combogencoo_cool_type_key | EIA_BocooAssoc | EIA_CoolingEnviroEquip | orig_sheet3_key | auto_sheet3_flags | auto_sheet3_key | orig_sheet4_key | auto_sheet4_flags | auto_sheet4_key | EIA_associationTable | generator.data.860 | retiredGenerators.860 | Boiler_InfoDesign_Parameters.860 | boilerFuelData_923 | generation.data.923 | page1GenFuelData.923 | FuelHeatByLine | NetGenByLine | FuelHeatByBoilerID | NetGenByGeneratorID | FuelHeatByBogen | NetGenByBogen | ThermalEfficiencyByBogen
| 3602 | 1 | 2 | 1 | 0 | 0 | 2 | 2 | 2 | 2 | 2 | 2 | 2 | 4 | 1 | 2 | 2 | 2 | 4 | 2 | 2 | 2 | 2 | 2 | 2 | 2
orig_bogencoo.key |  |  |  | 2015
| combogen | combogencoo | Plant.Code
| combogen^3602^1 | combogencoo^3602^1 | 3602
auto_bogencoo.key |  |  |  | 2015
manualEdit | manualBogenEdit | Plant.Code | Bogen | combogen | combogencoo | Boiler.ID | Unit.Code | bga.source | Boiler.ID.Total.Fuel.Heat.January | PlantLine.Total.Fuel.Heat.January | flagNG_no_FH_January | flagFH_no_NG_January | flagFuelHeat_January | Boiler.ID.Total.Fuel.Heat.February | PlantLine.Total.Fuel.Heat.February | flagNG_no_FH_February | flagFH_no_NG_February | flagFuelHeat_February | Boiler.ID.Total.Fuel.Heat.March | PlantLine.Total.Fuel.Heat.March | flagNG_no_FH_March | flagFH_no_NG_March | flagFuelHeat_March | Boiler.ID.Total.Fuel.Heat.April | PlantLine.Total.Fuel.Heat.April | flagNG_no_FH_April | flagFH_no_NG_April | flagFuelHeat_April | Boiler.ID.Total.Fuel.Heat.May | PlantLine.Total.Fuel.Heat.May | flagNG_no_FH_May | flagFH_no_NG_May | flagFuelHeat_May | Boiler.ID.Total.Fuel.Heat.June | PlantLine.Total.Fuel.Heat.June | flagNG_no_FH_June | flagFH_no_NG_June | flagFuelHeat_June | Boiler.ID.Total.Fuel.Heat.July | PlantLine.Total.Fuel.Heat.July | flagNG_no_FH_July | flagFH_no_NG_July | flagFuelHeat_July | Boiler.ID.Total.Fuel.Heat.August | PlantLine.Total.Fuel.Heat.August | flagNG_no_FH_August | flagFH_no_NG_August | flagFuelHeat_August | Boiler.ID.Total.Fuel.Heat.September | PlantLine.Total.Fuel.Heat.September | flagNG_no_FH_September | flagFH_no_NG_September | flagFuelHeat_September | Boiler.ID.Total.Fuel.Heat.October | PlantLine.Total.Fuel.Heat.October | flagNG_no_FH_October | flagFH_no_NG_October | flagFuelHeat_October | Boiler.ID.Total.Fuel.Heat.November | PlantLine.Total.Fuel.Heat.November | flagNG_no_FH_November | flagFH_no_NG_November | flagFuelHeat_November | Boiler.ID.Total.Fuel.Heat.December | PlantLine.Total.Fuel.Heat.December | flagNG_no_FH_December | flagFH_no_NG_December | flagFuelHeat_December | missing.from.923 | flagBoiler.ID_assoc | orig_Boiler.ID_assoc | orig_Boiler.ID_bf.923 | flagBoiler.ID_bf.923 | missing.bf.923 | Reported.Prime.Mover_bf.923 | Reported.Prime.Mover_923 | Reported.Prime.Mover_860 | Reported.Fuel.Type.Code | Technology | Energy.Source.1 | unmapped_but_in_923 | unmapped | Orphan.Boiler | Boiler.Status | Boiler.Retirement.Year | Boiler.Retirement.Month | flag_BoilerRetired | flag_Boiler.Status | Boiler.ID.NotIn.Assoc | missingPlant.assoc | missingPlant.boilerDesignData.860 | missingPlant.generation.data.923 | missingPlant.boilerFuelData.923 | Reported.Prime.Mover_page1 | flag.ST.missing.bf.923 | flag.CACT.missingPair | flag_923bogenCTonly | flag.NGCC.badFuel | flag.ST.missing.bf.923.unmapped | flag_RPM | flag_floatingGen | flagFuelHeat | flag_STassoc_CT_CS_CA | flag_CSassociation | countFlags | YEAR | plant_bo | plant_bo_bf.923 | plant_bo_assoc | Utility.ID | Utility.Name | Plant.Name | Cooling.ID | Steam.Plant.Type | flagBoiler.ID_bocoo | orig_Boiler.ID_bocoo | manualBogenEditFileName | manualBogenEditDateTime
0 | 0 | 3602 | 3602^1 | combogen^3602^1 |  | 1 | none | eia860.org | 8383.329 |  | 0 | 0 | 0 | 0 |  | 0 | 0 | 0 | 0 |  | 0 | 0 | 0 | 39864.474 |  | 0 | 0 | 0 | 0 |  | 0 | 0 | 0 | 82225.52 |  | 0 | 0 | 0 | 190951.397 |  | 0 | 0 | 0 | 180231.627 |  | 0 | 0 | 0 | 116562.206 |  | 0 | 0 | 0 | 11068.05 |  | 0 | 0 | 0 | 108168.378 |  | 0 | 0 | 0 | 0 |  | 0 | 0 | 0 | FALSE | removeChar | 1 | 1 | removeChar | FALSE | ST | ST | ST | NG | Natural Gas Steam Turbine | NG | FALSE | FALSE | FALSE | OP |  |  |  | 0 | 0 | FALSE | FALSE | FALSE | FALSE |  | 0 | FALSE | FALSE | 0 | 0 |  | 0 | 0 | 0 | 0 | 2 | 2015 | 3602^1 | 3602^1 | 3602^1
0 | 0 | 3602 | 3602^2 | combogen^3602^2 |  | 2 | none | eia860.org | 0 |  | 0 | 0 | 0 | 0 |  | 0 | 0 | 0 | 0 |  | 0 | 0 | 0 | 0 |  | 0 | 0 | 0 | 0 |  | 0 | 0 | 0 | 0 |  | 0 | 0 | 0 | 0 |  | 0 | 0 | 0 | 0 |  | 0 | 0 | 0 | 0 |  | 0 | 0 | 0 | 0 |  | 0 | 0 | 0 | 0 |  | 0 | 0 | 0 | 0 |  | 0 | 0 | 0 | FALSE | removeChar | 2 | 2 | removeChar | FALSE | ST | ST | ST | NG | Natural Gas Steam Turbine | NG | FALSE | FALSE | FALSE | OS |  |  |  | 0 | 0 | FALSE | FALSE | FALSE | FALSE |  | 0 | FALSE | FALSE | 0 | 0 |  | 0 | 0 | 0 | 0 | 3 | 2015 | 3602^2 | 3602^2 | 3602^2
combogencoo_cool_type_key |  |  |  | 2015
manualEdit | Plant.Code | bogencoo | LAKE..OF..OC..RC. | RIVER..OF. | POND..OC..RC. | TOWER..RF..RI..RN. | DC | OS
0 | 3602 | combogencoo^3602^1 |  |  |  | 1
EIA_BocooAssoc |  |  |  | 2015
| Utility.ID | Utility.Name | Plant.Code | Plant.Name | Boiler.ID | Cooling.ID | Steam.Plant.Type
EIA_CoolingEnviroEquip |  |  |  | 2015
| Utility.ID | Utility.Name | Plant.Code | Plant.Name | State | Cooling.ID | Cooling.Status | Inservice.Month | Inservice.Year | Cooling.Type.1 | Cooling.Type.2 | Cooling.Type.3 | Cooling.Type.4 | Percent.Dry.Cooling | Cooling.Water.Source | Cooling.Water.Discharge | Water.Source.Code | Water.Type.Code | Intake.Rate.at.100...Gallons.per.Minute. | Chlorine.Inservice.Month | Chlorine.Inservice.Year | Pond.Inservice.Month | Pond.Inservice.Year | Pond.Surface.Area..Acres. | Pond.Volume..Acre.Feet. | Tower.Inservice.Month | Tower.Inservice.Year | Tower.Type.1 | Tower.Type.2 | Tower.Type.3 | Tower.Type.4 | Tower.Water.Rate..Gallons.per.Minute. | Power.Requirement..MW. | Cost.Total..Thousand.Dollars. | Cost.Ponds..Thousand.Dollars. | Cost.Towers..Thousand.Dollars. | Cost.Chlorine.Equipment..Thousand.Dollars. | Intake.Distance.Shore..Feet. | Outlet.Distance.Shore..Feet. | Intake.Distance.Surface..Feet. | Outlet.Distance.Surface..Feet. | Steam.Plant.Type
orig_sheet3_key |  |  |  | 2015
| plant_bo | bogen | Plant.Code
| 3602^1 | 3602^1 | 3602
| 3602^2 | 3602^2 | 3602
auto_sheet3_flags |  |  |  | 2015
| Plant.Code | plant_bo | bogen | missing.from.923 | unmapped_but_in_923 | unmapped | Orphan.Boiler | Boiler.Status | Boiler.ID.NotIn.Assoc | missingPlant.assoc | missingPlant.boilerDesignData.860 | missingPlant.generation.data.923 | missingPlant.boilerFuelData.923 | flag.CACT.missingPair | missing.bf.923 | flag.ST.missing.bf.923 | flag.ST.missing.bf.923.unmapped | flag_RPM | flag_floatingGen | flag_BoilerRetired | flag_Boiler.Status | flag_923bogenCTonly | flagFuelHeat | flag_STassoc_CT_CS_CA | flag_CSassociation | flagFH_no_NG_January | flagNG_no_FH_January | flagFuelHeat_January | flagFH_no_NG_February | flagNG_no_FH_February | flagFuelHeat_February | flagFH_no_NG_March | flagNG_no_FH_March | flagFuelHeat_March | flagFH_no_NG_April | flagNG_no_FH_April | flagFuelHeat_April | flagFH_no_NG_May | flagNG_no_FH_May | flagFuelHeat_May | flagFH_no_NG_June | flagNG_no_FH_June | flagFuelHeat_June | flagFH_no_NG_July | flagNG_no_FH_July | flagFuelHeat_July | flagFH_no_NG_August | flagNG_no_FH_August | flagFuelHeat_August | flagFH_no_NG_September | flagNG_no_FH_September | flagFuelHeat_September | flagFH_no_NG_October | flagNG_no_FH_October | flagFuelHeat_October | flagFH_no_NG_November | flagNG_no_FH_November | flagFuelHeat_November | flagFH_no_NG_December | flagNG_no_FH_December | flagFuelHeat_December | flag_ManualPlant | flag_MisMatch
| 3602 | 3602^1 | 3602^1 | 0 | 0 | 0 | 0 | 0 | 0 | 0 | 0 | 0 | 0 | 0 | 0 | 0 | 0 | 0 | 0 | 0 | 0 | 0 | 0 | 0 | 0 | 0 | 0 | 0 | 0 | 0 | 0 | 0 | 0 | 0 | 0 | 0 | 0 | 0 | 0 | 0 | 0 | 0 | 0 | 0 | 0 | 0 | 0 | 0 | 0 | 0 | 0 | 0 | 0 | 0 | 0 | 0 | 0 | 0 | 0 | 0 | 0 | 0 | 1
| 3602 | 3602^2 | 3602^2 | 0 | 0 | 0 | 0 | 1 | 0 | 0 | 0 | 0 | 0 | 0 | 0 | 0 | 0 | 0 | 0 | 0 | 0 | 0 | 0 | 0 | 0 | 0 | 0 | 0 | 0 | 0 | 0 | 0 | 0 | 0 | 0 | 0 | 0 | 0 | 0 | 0 | 0 | 0 | 0 | 0 | 0 | 0 | 0 | 0 | 0 | 0 | 0 | 0 | 0 | 0 | 0 | 0 | 0 | 0 | 0 | 0 | 0 | 0 | 1
auto_sheet3_key |  |  |  | 2015
manualBogenEdit | Plant.Code | bogen | Boiler.ID | Unit.Code | bga.source | Boiler.ID.Total.Fuel.Heat.January | PlantLine.Total.Fuel.Heat.January | flagNG_no_FH_January | flagFH_no_NG_January | flagFuelHeat_January | Boiler.ID.Total.Fuel.Heat.February | PlantLine.Total.Fuel.Heat.February | flagNG_no_FH_February | flagFH_no_NG_February | flagFuelHeat_February | Boiler.ID.Total.Fuel.Heat.March | PlantLine.Total.Fuel.Heat.March | flagNG_no_FH_March | flagFH_no_NG_March | flagFuelHeat_March | Boiler.ID.Total.Fuel.Heat.April | PlantLine.Total.Fuel.Heat.April | flagNG_no_FH_April | flagFH_no_NG_April | flagFuelHeat_April | Boiler.ID.Total.Fuel.Heat.May | PlantLine.Total.Fuel.Heat.May | flagNG_no_FH_May | flagFH_no_NG_May | flagFuelHeat_May | Boiler.ID.Total.Fuel.Heat.June | PlantLine.Total.Fuel.Heat.June | flagNG_no_FH_June | flagFH_no_NG_June | flagFuelHeat_June | Boiler.ID.Total.Fuel.Heat.July | PlantLine.Total.Fuel.Heat.July | flagNG_no_FH_July | flagFH_no_NG_July | flagFuelHeat_July | Boiler.ID.Total.Fuel.Heat.August | PlantLine.Total.Fuel.Heat.August | flagNG_no_FH_August | flagFH_no_NG_August | flagFuelHeat_August | Boiler.ID.Total.Fuel.Heat.September | PlantLine.Total.Fuel.Heat.September | flagNG_no_FH_September | flagFH_no_NG_September | flagFuelHeat_September | Boiler.ID.Total.Fuel.Heat.October | PlantLine.Total.Fuel.Heat.October | flagNG_no_FH_October | flagFH_no_NG_October | flagFuelHeat_October | Boiler.ID.Total.Fuel.Heat.November | PlantLine.Total.Fuel.Heat.November | flagNG_no_FH_November | flagFH_no_NG_November | flagFuelHeat_November | Boiler.ID.Total.Fuel.Heat.December | PlantLine.Total.Fuel.Heat.December | flagNG_no_FH_December | flagFH_no_NG_December | flagFuelHeat_December | missing.from.923 | flagBoiler.ID_assoc | orig_Boiler.ID_assoc | orig_Boiler.ID_bf.923 | flagBoiler.ID_bf.923 | missing.bf.923 | Reported.Prime.Mover_bf.923 | Reported.Prime.Mover_923 | Reported.Prime.Mover_860 | Reported.Fuel.Type.Code | Technology | Energy.Source.1 | unmapped_but_in_923 | unmapped | Orphan.Boiler | Boiler.Status | Boiler.Retirement.Year | Boiler.Retirement.Month | flag_BoilerRetired | flag_Boiler.Status | Boiler.ID.NotIn.Assoc | missingPlant.assoc | missingPlant.boilerDesignData.860 | missingPlant.generation.data.923 | missingPlant.boilerFuelData.923 | Reported.Prime.Mover_page1 | flag.ST.missing.bf.923 | flag.CACT.missingPair | flag_923bogenCTonly | flag.NGCC.badFuel | flag.ST.missing.bf.923.unmapped | flag_RPM | flag_floatingGen | flagFuelHeat | flag_STassoc_CT_CS_CA | flag_CSassociation | countFlags | YEAR | plant_bo | plant_bo_bf.923 | plant_bo_assoc | manualBogenEditFileName | manualBogenEditDateTime
0 | 3602 | 3602^1 | 1 | none | eia860.org | 8383.329 |  | 0 | 0 | 0 | 0 |  | 0 | 0 | 0 | 0 |  | 0 | 0 | 0 | 39864.474 |  | 0 | 0 | 0 | 0 |  | 0 | 0 | 0 | 82225.52 |  | 0 | 0 | 0 | 190951.397 |  | 0 | 0 | 0 | 180231.627 |  | 0 | 0 | 0 | 116562.206 |  | 0 | 0 | 0 | 11068.05 |  | 0 | 0 | 0 | 108168.378 |  | 0 | 0 | 0 | 0 |  | 0 | 0 | 0 | FALSE | removeChar | 1 | 1 | removeChar | FALSE | ST | ST | ST | NG | Natural Gas Steam Turbine | NG | FALSE | FALSE | FALSE | OP |  |  |  | 0 | 0 | FALSE | FALSE | FALSE | FALSE |  | 0 | FALSE | FALSE | 0 | 0 |  | 0 | 0 | 0 | 0 | 2 | 2015 | 3602^1 | 3602^1 | 3602^1
0 | 3602 | 3602^2 | 2 | none | eia860.org | 0 |  | 0 | 0 | 0 | 0 |  | 0 | 0 | 0 | 0 |  | 0 | 0 | 0 | 0 |  | 0 | 0 | 0 | 0 |  | 0 | 0 | 0 | 0 |  | 0 | 0 | 0 | 0 |  | 0 | 0 | 0 | 0 |  | 0 | 0 | 0 | 0 |  | 0 | 0 | 0 | 0 |  | 0 | 0 | 0 | 0 |  | 0 | 0 | 0 | 0 |  | 0 | 0 | 0 | FALSE | removeChar | 2 | 2 | removeChar | FALSE | ST | ST | ST | NG | Natural Gas Steam Turbine | NG | FALSE | FALSE | FALSE | OS |  |  |  | 0 | 0 | FALSE | FALSE | FALSE | FALSE |  | 0 | FALSE | FALSE | 0 | 0 |  | 0 | 0 | 0 | 0 | 3 | 2015 | 3602^2 | 3602^2 | 3602^2
orig_sheet4_key |  |  |  | 2015
| plant_gen | bogen | Plant.Code
| 3602^1 | 3602^1 | 3602
| 3602^2 | 3602^2 | 3602
auto_sheet4_flags |  |  |  | 2015
| Plant.Code | plant_gen | bogen | missing.from.923 | Generator.Status | Orphan.Generator | unmapped_but_in_923 | unmapped | missingPlant.assoc | missingPlant.generator.data.860 | missingPlant.generation.data.923 | flag.CACT.missingPair | missing.bf.923 | missing.generation.data | flag.ST.missing.bf.923 | flag.ST.missing.bf.923.unmapped | flag_RPM | flag_floatingGen | flag_GeneratorRetired | flag_Generator.Status | flag_923bogenCTonly | flagFuelHeat | flag_STassoc_CT_CS_CA | flag_CSassociation | flagNetGenWithoutFuelHeat | flagFuelHeatWithoutNetGen | flagFH_no_NG_January | flagNG_no_FH_January | flagFuelHeat_January | flagFH_no_NG_February | flagNG_no_FH_February | flagFuelHeat_February | flagFH_no_NG_March | flagNG_no_FH_March | flagFuelHeat_March | flagFH_no_NG_April | flagNG_no_FH_April | flagFuelHeat_April | flagFH_no_NG_May | flagNG_no_FH_May | flagFuelHeat_May | flagFH_no_NG_June | flagNG_no_FH_June | flagFuelHeat_June | flagFH_no_NG_July | flagNG_no_FH_July | flagFuelHeat_July | flagFH_no_NG_August | flagNG_no_FH_August | flagFuelHeat_August | flagFH_no_NG_September | flagNG_no_FH_September | flagFuelHeat_September | flagFH_no_NG_October | flagNG_no_FH_October | flagFuelHeat_October | flagFH_no_NG_November | flagNG_no_FH_November | flagFuelHeat_November | flagFH_no_NG_December | flagNG_no_FH_December | flagFuelHeat_December | flag_ManualPlant | flag_MisMatch
| 3602 | 3602^1 | 3602^1 | 0 | 0 | 0 | 0 | 0 | 0 | 0 | 0 | 0 | 0 | 0 | 0 | 0 | 0 | 0 | 0 | 0 | 0 | 0 | 0 | 0 | 0 | 0 | 0 | 0 | 0 | 0 | 0 | 0 | 0 | 0 | 0 | 0 | 0 | 0 | 0 | 0 | 0 | 0 | 0 | 0 | 0 | 0 | 0 | 0 | 0 | 0 | 0 | 0 | 0 | 0 | 0 | 0 | 0 | 0 | 0 | 0 | 0 | 0 | 0 | 1
| 3602 | 3602^2 | 3602^2 | 0 | 1 | 0 | 0 | 0 | 0 | 0 | 0 | 0 | 0 | 0 | 0 | 0 | 0 | 0 | 0 | 1 | 0 | 0 | 0 | 0 | 0 | 0 | 0 | 0 | 0 | 0 | 0 | 0 | 0 | 0 | 0 | 0 | 0 | 0 | 0 | 0 | 0 | 0 | 0 | 0 | 0 | 0 | 0 | 0 | 0 | 0 | 0 | 0 | 0 | 0 | 0 | 0 | 0 | 0 | 0 | 0 | 0 | 0 | 0 | 1
auto_sheet4_key |  |  |  | 2015
manualBogenEdit | Plant.Code | Generator.ID | bogen | Unit.Code | bga.source | Net.Generation.mwh | Generator.ID.Total.Net.Generation.January | PlantLine.Total.Fuel.Heat.January | PlantLine.Total.Net.Generation.January | flagNG_no_FH_January | flagFH_no_NG_January | flagFuelHeat_January | Generator.ID.Total.Net.Generation.February | PlantLine.Total.Fuel.Heat.February | PlantLine.Total.Net.Generation.February | flagNG_no_FH_February | flagFH_no_NG_February | flagFuelHeat_February | Generator.ID.Total.Net.Generation.March | PlantLine.Total.Fuel.Heat.March | PlantLine.Total.Net.Generation.March | flagNG_no_FH_March | flagFH_no_NG_March | flagFuelHeat_March | Generator.ID.Total.Net.Generation.April | PlantLine.Total.Fuel.Heat.April | PlantLine.Total.Net.Generation.April | flagNG_no_FH_April | flagFH_no_NG_April | flagFuelHeat_April | Generator.ID.Total.Net.Generation.May | PlantLine.Total.Fuel.Heat.May | PlantLine.Total.Net.Generation.May | flagNG_no_FH_May | flagFH_no_NG_May | flagFuelHeat_May | Generator.ID.Total.Net.Generation.June | PlantLine.Total.Fuel.Heat.June | PlantLine.Total.Net.Generation.June | flagNG_no_FH_June | flagFH_no_NG_June | flagFuelHeat_June | Generator.ID.Total.Net.Generation.July | PlantLine.Total.Fuel.Heat.July | PlantLine.Total.Net.Generation.July | flagNG_no_FH_July | flagFH_no_NG_July | flagFuelHeat_July | Generator.ID.Total.Net.Generation.August | PlantLine.Total.Fuel.Heat.August | PlantLine.Total.Net.Generation.August | flagNG_no_FH_August | flagFH_no_NG_August | flagFuelHeat_August | Generator.ID.Total.Net.Generation.September | PlantLine.Total.Fuel.Heat.September | PlantLine.Total.Net.Generation.September | flagNG_no_FH_September | flagFH_no_NG_September | flagFuelHeat_September | Generator.ID.Total.Net.Generation.October | PlantLine.Total.Fuel.Heat.October | PlantLine.Total.Net.Generation.October | flagNG_no_FH_October | flagFH_no_NG_October | flagFuelHeat_October | Generator.ID.Total.Net.Generation.November | PlantLine.Total.Fuel.Heat.November | PlantLine.Total.Net.Generation.November | flagNG_no_FH_November | flagFH_no_NG_November | flagFuelHeat_November | Generator.ID.Total.Net.Generation.December | PlantLine.Total.Fuel.Heat.December | PlantLine.Total.Net.Generation.December | flagNG_no_FH_December | flagFH_no_NG_December | flagFuelHeat_December | missing.from.923 | orig_Generator.ID_923 | flagGenerator.ID_923 | orig_Generator.ID_860 | flagGenerator.ID_860 | flagGenerator.ID_assoc | orig_Generator.ID_assoc | missing.bf.923 | Reported.Prime.Mover_bf.923 | Reported.Prime.Mover_923 | Reported.Prime.Mover_860 | Reported.Fuel.Type.Code | Technology | Energy.Source.1 | Generator.Status | Orphan.Generator | unmapped_but_in_923 | unmapped | flag_Generator.Status | Generator.Retirement.Year | Generator.Retirement.Month | flag_GeneratorRetired | missingPlant.assoc | missingPlant.generator.data.860 | missingPlant.generation.data.923 | Reported.Prime.Mover_page1 | flag.ST.missing.bf.923 | flag.CACT.missingPair | flag_923bogenCTonly | flag.NGCC.badFuel | flag.ST.missing.bf.923.unmapped | flag_RPM | flag_floatingGen | flagNetGenWithoutFuelHeat | flagFuelHeatWithoutNetGen | flagFuelHeat | flag_STassoc_CT_CS_CA | flag_CSassociation | countFlags | YEAR | plant_gen | plant_gen.923 | plant_gen.860 | plant_gen_assoc | missing.generation.data | manualBogenEditFileName | manualBogenEditDateTime
0 | 3602 | 1 | 3602^1 | none | eia860.org | 59945 | 599 |  |  | 0 | 0 | 0 | 0 |  |  | 0 | 0 | 0 | 0 |  |  | 0 | 0 | 0 | 3212 |  |  | 0 | 0 | 0 | 0 |  |  | 0 | 0 | 0 | 6763 |  |  | 0 | 0 | 0 | 15988 |  |  | 0 | 0 | 0 | 15427 |  |  | 0 | 0 | 0 | 9785 |  |  | 0 | 0 | 0 | 899 |  |  | 0 | 0 | 0 | 7272 |  |  | 0 | 0 | 0 | 0 |  |  | 0 | 0 | 0 | FALSE | 1 | removeChar | 1 | removeChar | removeChar | 1 | FALSE | ST | ST | ST | NG | Natural Gas Steam Turbine | NG | OP | FALSE | FALSE | FALSE | 0 |  |  |  | FALSE | FALSE | FALSE |  | 0 | FALSE | FALSE | 0 | 0 |  | 0 | 0 | 0 | 0 | 0 | 0 | 2 | 2015 | 3602^1 | 3602^1 | 3602^1 | 3602^1 | FALSE
0 | 3602 | 2 | 3602^2 | none | eia860.org | 0 | 0 |  |  | 0 | 0 | 0 | 0 |  |  | 0 | 0 | 0 | 0 |  |  | 0 | 0 | 0 | 0 |  |  | 0 | 0 | 0 | 0 |  |  | 0 | 0 | 0 | 0 |  |  | 0 | 0 | 0 | 0 |  |  | 0 | 0 | 0 | 0 |  |  | 0 | 0 | 0 | 0 |  |  | 0 | 0 | 0 | 0 |  |  | 0 | 0 | 0 | 0 |  |  | 0 | 0 | 0 | 0 |  |  | 0 | 0 | 0 | FALSE | 2 | removeChar | 2 | removeChar | removeChar | 2 | FALSE | ST | ST | ST | NG | Natural Gas Steam Turbine | NG | OS | FALSE | FALSE | FALSE | 1 |  |  |  | FALSE | FALSE | FALSE |  | 0 | FALSE | FALSE | 0 | 0 |  | 0 | 0 | 0 | 0 | 0 | 0 | 3 | 2015 | 3602^2 | 3602^2 | 3602^2 | 3602^2 | FALSE
EIA_associationTable |  |  |  | 2015
| Utility.ID | Utility.Name | Plant.Code | Plant.Name | Boiler.ID | Generator.ID | Steam.Plant.Type
| 11292 | City of Lubbock - (TX) | 3602 | Ty Cooke | 1 | 1 | 2
| 11292 | City of Lubbock - (TX) | 3602 | Ty Cooke | 2 | 2 | 2
generator.data.860 |  |  |  | 2015
| Utility.ID | Utility.Name | Plant.Code | Plant.Name | State | County | Generator.ID | Technology | Prime.Mover | Unit.Code | Ownership | Duct.Burners | Can.Bypass.Heat.Recovery.Steam.Generator. | RTO.ISO.LMP.Node.Designation | RTO.ISO.Location.Designation.for.Reporting.Wholesale.Sales.Data.to.FERC | Nameplate.Capacity..MW. | Nameplate.Power.Factor | Summer.Capacity..MW. | Winter.Capacity..MW. | Minimum.Load..MW. | Uprate.or.Derate.Completed.During.Year | Month.Uprate.or.Derate.Completed | Year.Uprate.or.Derate.Completed | Status | Synchronized.to.Transmission.Grid | Operating.Month | Operating.Year | Planned.Retirement.Month | Planned.Retirement.Year | Associated.with.Combined.Heat.and.Power.System | Sector.Name | Sector | Topping.or.Bottoming | Energy.Source.1 | Energy.Source.2 | Energy.Source.3 | Energy.Source.4 | Energy.Source.5 | Energy.Source.6 | Startup.Source.1 | Startup.Source.2 | Startup.Source.3 | Startup.Source.4 | Solid.Fuel.Gasification.System. | Carbon.Capture.Technology. | Turbines..Inverters..or.Hydrokinetic.Buoys | Time.from.Cold.Shutdown.to.Full.Load | Fluidized.Bed.Technology. | Pulverized.Coal.Technology. | Stoker.Technology. | Other.Combustion.Technology. | Subcritical.Technology. | Supercritical.Technology. | Ultrasupercritical.Technology. | Planned.Net.Summer.Capacity.Uprate..MW. | Planned.Net.Winter.Capacity.Uprate..MW. | Planned.Uprate.Month | Planned.Uprate.Year | Planned.Net.Summer.Capacity.Derate..MW. | Planned.Net.Winter.Capacity.Derate..MW. | Planned.Derate.Month | Planned.Derate.Year | Planned.New.Prime.Mover | Planned.Energy.Source.1 | Planned.New.Nameplate.Capacity..MW. | Planned.Repower.Month | Planned.Repower.Year | Other.Planned.Modifications. | Other.Modifications.Month | Other.Modifications.Year | Cofire.Fuels. | Switch.Between.Oil.and.Natural.Gas.
| 11292 | City of Lubbock - (TX) | 3602 | Ty Cooke | TX | Lubbock | 1 | Natural Gas Steam Turbine | ST |  | S | X | X |  |  | 44 | 0.9 | 42 | 42 | 25 | N |  |  | OP | X | 6 | 1965 |  |  | N | Electric Utility | 1 | X | NG | [9 empty] | N | N |  | 12H | [20 empty] | N |  |  | N | N
| 11292 | City of Lubbock - (TX) | 3602 | Ty Cooke | TX | Lubbock | 2 | Natural Gas Steam Turbine | ST |  | S | X | X |  |  | 53.6 | 0.9 | 46 | 46 | 25 | N |  |  | OS | X | 6 | 1978 |  |  | N | Electric Utility | 1 | X | NG | [9 empty] | N | N |  | 12H | [20 empty] | N |  |  | N | N
| 11292 | City of Lubbock - (TX) | 3602 | Ty Cooke | TX | Lubbock | GT2 | Natural Gas Fired Combustion Turbine | GT |  | S | X | X |  |  | 18.5 | 0.9 | 16 | 18.5 | 16 | N |  |  | OP | X | 6 | 1971 |  |  | N | Electric Utility | 1 | X | NG | [9 empty] | N | N |  | 1H | [20 empty] | N |  |  | N | N
| 11292 | City of Lubbock - (TX) | 3602 | Ty Cooke | TX | Lubbock | GT3 | Natural Gas Fired Combustion Turbine | GT |  | S | X | X |  |  | 22 | 0.9 | 16 | 18 | 16 | N |  |  | OA | X | 7 | 1974 |  |  | N | Electric Utility | 1 | X | NG | [9 empty] | N | N |  | 1H | [20 empty] | N |  |  | N | N
retiredGenerators.860 |  |  |  | 2015
| Utility.ID | Utility.Name | Plant.Code | Plant.Name | State | County | Generator.ID | Technology | Prime.Mover | Unit.Code | Ownership | Duct.Burners | Can.Bypass.Heat.Recovery.Steam.Generator. | RTO.ISO.LMP.Node.Designation | RTO.ISO.Location.Designation.for.Reporting.Wholesale.Sales.Data.to.FERC | Nameplate.Capacity..MW. | Nameplate.Power.Factor | Summer.Capacity..MW. | Winter.Capacity..MW. | Minimum.Load..MW. | Uprate.or.Derate.Completed.During.Year | Month.Uprate.or.Derate.Completed | Year.Uprate.or.Derate.Completed | Status | Synchronized.to.Transmission.Grid | Operating.Month | Operating.Year | Retirement.Month | Retirement.Year | Associated.with.Combined.Heat.and.Power.System | Sector.Name | Sector | Topping.or.Bottoming | Energy.Source.1 | Energy.Source.2 | Energy.Source.3 | Energy.Source.4 | Energy.Source.5 | Energy.Source.6 | Startup.Source.1 | Startup.Source.2 | Startup.Source.3 | Startup.Source.4 | Solid.Fuel.Gasification.System. | Carbon.Capture.Technology. | Turbines..Inverters..or.Hydrokinetic.Buoys | Time.from.Cold.Shutdown.to.Full.Load | Fluidized.Bed.Technology. | Pulverized.Coal.Technology. | Stoker.Technology. | Other.Combustion.Technology. | Subcritical.Technology. | Supercritical.Technology. | Ultrasupercritical.Technology. | Cofire.Fuels. | Switch.Between.Oil.and.Natural.Gas.
| 11292 | City of Lubbock - (TX) | 3602 | Ty Cooke | TX | Lubbock | GT1 | Natural Gas Fired Combustion Turbine | GT |  | S | X | X |  |  | 12.5 |  | 11 | 12.5 |  | N |  |  | RE | X | 4 | 1964 | 8 | 2012 | N | Electric Utility | 1 | X | NG | [10 empty] | N | [9 empty] | N | N
Boiler_InfoDesign_Parameters.860 |  |  |  | 2015
| Utility.ID | Utility.Name | Plant.Code | Plant.Name | State | Boiler.ID | Boiler.Status | Type.of.Boiler | Inservice.Month | Inservice.Year | Retirement.Month | Retirement.Year | Firing.Type.1 | Firing.Type.2 | Firing.Type.3 | Max.Steam.Flow..Thousand.Pounds.per.Hour. | Firing.Rate.Using.Coal..0.1.Tons.per.Hour. | Firing.Rate.Using.Petroleum..0.1.Barrels.per.Hour. | Firing.Rate.Using.Gas..0.1.MCF.per.Hour. | Firing.Rate.Using.Other.Fuels | Waste.Heat.Input..Million.BTU.per.Hour. | Primary.Fuel.1 | Primary.Fuel.2 | Primary.Fuel.3 | Primary.Fuel.4 | Turndown.Ratio | Efficiency.100..Load | Efficiency.50..Load | Air.Flow.100..Load..Cubic.Feet.per.Minute. | Wet.Dry.Bottom | Fly.Ash.Reinjection | Steam.Plant.Type | missingData
| 11292 | City of Lubbock - (TX) | 3602 | Ty Cooke | TX | 1 | OP | N | 6 | 1965 |  |  | WF |  |  | 450 |  | 555 | 4935.7 |  |  | NG |  |  |  |  | 0.845 | 0.854 | 102133 |  | N | 2 | 0
| 11292 | City of Lubbock - (TX) | 3602 | Ty Cooke | TX | 2 | OS | N | 6 | 1978 |  |  | WF |  |  | 512 |  |  | 637.7 |  |  | NG |  |  |  |  | 0.889 | 0.902 | 107619 |  | N | 2 | 0
boilerFuelData_923 |  |  |  | 2015
| Plant.Code | Combined.Heat.And..Power.Plant | Plant.Name | Operator.Name | Operator.Id | Plant.State | Census.Region | NERC.Region | NAICS.Code | Sector.Number | Sector.Name | Boiler.ID | Reported.Prime.Mover | Reported.Fuel.Type.Code | Physical.Unit.Label | Quantity.Of.Fuel.Consumed.January | Quantity.Of.Fuel.Consumed.February | Quantity.Of.Fuel.Consumed.March | Quantity.Of.Fuel.Consumed.April | Quantity.Of.Fuel.Consumed.May | Quantity.Of.Fuel.Consumed.June | Quantity.Of.Fuel.Consumed.July | Quantity.Of.Fuel.Consumed.August | Quantity.Of.Fuel.Consumed.September | Quantity.Of.Fuel.Consumed.October | Quantity.Of.Fuel.Consumed.November | Quantity.Of.Fuel.Consumed.December | MMbtu.Per.Unit.January | MMbtu.Per.Unit.February | MMbtu.Per.Unit.March | MMbtu.Per.Unit.April | MMbtu.Per.Unit.May | MMbtu.Per.Unit.June | MMbtu.Per.Unit.July | MMbtu.Per.Unit.August | MMbtu.Per.Unit.September | MMbtu.Per.Unit.October | MMbtu.Per.Unit.November | MMbtu.Per.Unit.December | Sulfur.Content.January | Sulfur.Content.February | Sulfur.Content.March | Sulfur.Content.April | Sulfur.Content.May | Sulfur.Content.June | Sulfur.Content.July | Sulfur.Content.August | Sulfur.Content.September | Sulfur.Content.October | Sulfur.Content.November | Sulfur.Content.December | Ash.Content.January | Ash.Content.February | Ash.Content.March | Ash.Content.April | Ash.Content.May | Ash.Content.June | Ash.Content.July | Ash.Content.August | Ash.Content.September | Ash.Content.October | Ash.Content.November | Ash.Content.December | Total.Fuel.Consumption.Quantity | YEAR | missingData
| 3602 | N | Ty Cooke | City of Lubbock - (TX) | 11292 | TX | WSC | SPP | 22 | 1 | Electric Utility | 1 | ST | NG | Mcf | 8007 | 0 | 0 | 37858 | 0 | 79063 | 183079 | 172141 | 110906 | 10541 | 102142 | 0 | 1.047 | 0 | 0 | 1.053 | 0 | 1.04 | 1.043 | 1.047 | 1.051 | 1.05 | 1.059 | 0 | 0 | 0 | 0 | 0 | 0 | 0 | 0 | 0 | 0 | 0 | 0 | 0 | 0 | 0 | 0 | 0 | 0 | 0 | 0 | 0 | 0 | 0 | 0 | 0 | 703737 | 2015 | 0
| 3602 | N | Ty Cooke | City of Lubbock - (TX) | 11292 | TX | WSC | SPP | 22 | 1 | Electric Utility | 2 | ST | NG | Mcf | 0 | 0 | 0 | 0 | 0 | 0 | 0 | 0 | 0 | 0 | 0 | 0 | 0 | 0 | 0 | 0 | 0 | 0 | 0 | 0 | 0 | 0 | 0 | 0 | 0 | 0 | 0 | 0 | 0 | 0 | 0 | 0 | 0 | 0 | 0 | 0 | 0 | 0 | 0 | 0 | 0 | 0 | 0 | 0 | 0 | 0 | 0 | 0 | 0 | 2015 | 0
generation.data.923 |  |  |  | 2015
| Plant.Code | Combined.Heat.And.Power.Plant | Plant.Name | Operator.Name | Operator.Id | Plant.State | Census.Region | NERC.Region | NAICS.Code | Sector.Number | Sector.Name | Generator.ID | Reported.Prime.Mover | Net.Generation.January | Net.Generation.February | Net.Generation.March | Net.Generation.April | Net.Generation.May | Net.Generation.June | Net.Generation.July | Net.Generation.August | Net.Generation.September | Net.Generation.October | Net.Generation.November | Net.Generation.December | Net.Generation.Year.To.Date | YEAR | missingData
| 3602 | N | Ty Cooke | City of Lubbock - (TX) | 11292 | TX | WSC | SPP | 22 | 1 | Electric Utility | 1 | ST | 599 | 0 | 0 | 3212 | 0 | 6763 | 15988 | 15427 | 9785 | 899 | 7272 | 0 | 59945 | 2015 | 0
| 3602 | N | Ty Cooke | City of Lubbock - (TX) | 11292 | TX | WSC | SPP | 22 | 1 | Electric Utility | 2 | ST | 0 | 0 | 0 | 0 | 0 | 0 | 0 | 0 | 0 | 0 | 0 | 0 | 0 | 2015 | 0
page1GenFuelData.923 |  |  |  | 2015
| Plant.Code | Combined.Heat.And.Power.Plant | Nuclear.Unit.Id | Plant.Name | Operator.Name | Operator.Id | Plant.State | Census.Region | NERC.Region | Reserved | NAICS.Code | EIA.Sector.Number | Sector.Name | Reported.Prime.Mover | Reported.Fuel.Type.Code | AER.Fuel.Type.Code | Reserved.1 | Reserved.2 | Physical.Unit.Label | Quantity.January | Quantity.February | Quantity.March | Quantity.April | Quantity.May | Quantity.June | Quantity.July | Quantity.August | Quantity.September | Quantity.October | Quantity.November | Quantity.December | Elec_Quantity.January | Elec_Quantity.February | Elec_Quantity.March | Elec_Quantity.April | Elec_Quantity.May | Elec_Quantity.June | Elec_Quantity.July | Elec_Quantity.August | Elec_Quantity.September | Elec_Quantity.October | Elec_Quantity.November | Elec_Quantity.December | MMBtuPer_Unit.January | MMBtuPer_Unit.February | MMBtuPer_Unit.March | MMBtuPer_Unit.April | MMBtuPer_Unit.May | MMBtuPer_Unit.June | MMBtuPer_Unit.July | MMBtuPer_Unit.August | MMBtuPer_Unit.September | MMBtuPer_Unit.October | MMBtuPer_Unit.November | MMBtuPer_Unit.December | Tot_MMBtu.January | Tot_MMBtu.February | Tot_MMBtu.March | Tot_MMBtu.April | Tot_MMBtu.May | Tot_MMBtu.June | Tot_MMBtu.July | Tot_MMBtu.August | Tot_MMBtu.September | Tot_MMBtu.October | Tot_MMBtu.November | Tot_MMBtu.December | Elec_MMBtu.January | Elec_MMBtu.February | Elec_MMBtu.March | Elec_MMBtu.April | Elec_MMBtu.May | Elec_MMBtu.June | Elec_MMBtu.July | Elec_MMBtu.August | Elec_MMBtu.September | Elec_MMBtu.October | Elec_MMBtu.November | Elec_MMBtu.December | Netgen.January | Netgen.February | Netgen.March | Netgen.April | Netgen.May | Netgen.June | Netgen.July | Netgen.August | Netgen.September | Netgen.October | Netgen.November | Netgen.December | Total.Fuel.Consumption.Quantity | Electric.Fuel.Consumption.Quantity | Total.Fuel.Consumption.MMBtu | Elec.Fuel.Consumption.MMBtu | Net.Generation..Megawatthours. | YEAR | missingData
| 3602 | N | . | Ty Cooke | City of Lubbock - (TX) | 11292 | TX | WSC | SPP |  | 22 | 1 | Electric Utility | GT | DFO | DFO |  |  | barrels | 0 | 0 | 0 | 0 | 0 | 0 | 0 | 0 | 0 | 0 | 0 | 0 | 0 | 0 | 0 | 0 | 0 | 0 | 0 | 0 | 0 | 0 | 0 | 0 | 0 | 0 | 0 | 0 | 0 | 0 | 0 | 0 | 0 | 0 | 0 | 0 | 0 | 0 | 0 | 0 | 0 | 0 | 0 | 0 | 0 | 0 | 0 | 0 | 0 | 0 | 0 | 0 | 0 | 0 | 0 | 0 | 0 | 0 | 0 | 0 | 0 | 0 | 0 | 0 | 0 | 0 | 0 | 0 | 0 | 0 | 0 | 0 | 0 | 0 | 0 | 0 | 0 | 2015 | 48
| 3602 | N | . | Ty Cooke | City of Lubbock - (TX) | 11292 | TX | WSC | SPP |  | 22 | 1 | Electric Utility | GT | NG | NG |  |  | mcf | 537 | 486 | 551 | 511 | 531 | 625 | 741 | 761 | 638 | 556 | 483 | 544 | 537 | 486 | 551 | 511 | 531 | 625 | 741 | 761 | 638 | 556 | 483 | 544 | 1.05 | 1.05 | 1.05 | 1.05 | 1.05 | 1.05 | 1.05 | 1.05 | 1.05 | 1.05 | 1.05 | 1.05 | 564 | 510 | 579 | 537 | 558 | 656 | 778 | 799 | 670 | 584 | 507 | 571 | 564 | 510 | 579 | 537 | 558 | 656 | 778 | 799 | 670 | 584 | 507 | 571 | 36.813 | 33.367 | 37.826 | 35.051 | 36.448 | 42.887 | 50.856 | 52.251 | 43.811 | 38.168 | 33.151 | 37.371 | 6964 | 6964 | 7313 | 7313 | 478 | 2015 | 0
| 3602 | N | . | Ty Cooke | City of Lubbock - (TX) | 11292 | TX | WSC | SPP |  | 22 | 1 | Electric Utility | ST | DFO | DFO |  |  | barrels | 0 | 0 | 0 | 0 | 0 | 0 | 0 | 0 | 0 | 0 | 0 | 0 | 0 | 0 | 0 | 0 | 0 | 0 | 0 | 0 | 0 | 0 | 0 | 0 | 0 | 0 | 0 | 0 | 0 | 0 | 0 | 0 | 0 | 0 | 0 | 0 | 0 | 0 | 0 | 0 | 0 | 0 | 0 | 0 | 0 | 0 | 0 | 0 | 0 | 0 | 0 | 0 | 0 | 0 | 0 | 0 | 0 | 0 | 0 | 0 | 0 | 0 | 0 | 0 | 0 | 0 | 0 | 0 | 0 | 0 | 0 | 0 | 0 | 0 | 0 | 0 | 0 | 2015 | 24
| 3602 | N | . | Ty Cooke | City of Lubbock - (TX) | 11292 | TX | WSC | SPP |  | 22 | 1 | Electric Utility | ST | NG | NG |  |  | mcf | 8007 | 0 | 0 | 37858 | 0 | 79063 | 183079 | 172141 | 110906 | 10541 | 102142 | 0 | 8007 | 0 | 0 | 37858 | 0 | 79063 | 183079 | 172141 | 110906 | 10541 | 102142 | 0 | 1.047 | 0 | 0 | 1.053 | 0 | 1.04 | 1.043 | 1.047 | 1.051 | 1.05 | 1.059 | 0 | 8383 | 0 | 0 | 39864 | 0 | 82226 | 190951 | 180232 | 116562 | 11068 | 108168 | 0 | 8383 | 0 | 0 | 39864 | 0 | 82226 | 190951 | 180232 | 116562 | 11068 | 108168 | 0 | 599 | 0 | 0 | 3212 | 0 | 6763 | 15988 | 15427 | 9785 | 899 | 7272 | 0 | 703737 | 703737 | 737454 | 737454 | 59945 | 2015 | 0
FuelHeatByLine |  |  |  | 2015
| Plant.Code | Boiler.ID | bogen | Reported.Prime.Mover_bf.923 | Reported.Fuel.Type.Code | Fuel.Heat.January | Fuel.Heat.February | Fuel.Heat.March | Fuel.Heat.April | Fuel.Heat.May | Fuel.Heat.June | Fuel.Heat.July | Fuel.Heat.August | Fuel.Heat.September | Fuel.Heat.October | Fuel.Heat.November | Fuel.Heat.December | YEAR
| 3602 | 1 | 3602^1 | ST | NG | 8383.329 | 0 | 0 | 39864.474 | 0 | 82225.52 | 190951.397 | 180231.627 | 116562.206 | 11068.05 | 108168.378 | 0 | 2015
| 3602 | 2 | 3602^2 | ST | NG | 0 | 0 | 0 | 0 | 0 | 0 | 0 | 0 | 0 | 0 | 0 | 0 | 2015
NetGenByLine |  |  |  | 2015
| Plant.Code | Generator.ID | bogen | Reported.Prime.Mover | Net.Generation.Year.To.Date | Net.Generation.January | Net.Generation.February | Net.Generation.March | Net.Generation.April | Net.Generation.May | Net.Generation.June | Net.Generation.July | Net.Generation.August | Net.Generation.September | Net.Generation.October | Net.Generation.November | Net.Generation.December | YEAR
| 3602 | 1 | 3602^1 | ST | 59945 | 599 | 0 | 0 | 3212 | 0 | 6763 | 15988 | 15427 | 9785 | 899 | 7272 | 0 | 2015
| 3602 | 2 | 3602^2 | ST | 0 | 0 | 0 | 0 | 0 | 0 | 0 | 0 | 0 | 0 | 0 | 0 | 0 | 2015
FuelHeatByBoilerID |  |  |  | 2015
| Plant.Code | Boiler.ID | bogen | Reported.Prime.Mover_bf.923 | flagFuelHeat | Boiler.ID.Total.Fuel.Heat.January | Boiler.ID.Total.Fuel.Heat.February | Boiler.ID.Total.Fuel.Heat.March | Boiler.ID.Total.Fuel.Heat.April | Boiler.ID.Total.Fuel.Heat.May | Boiler.ID.Total.Fuel.Heat.June | Boiler.ID.Total.Fuel.Heat.July | Boiler.ID.Total.Fuel.Heat.August | Boiler.ID.Total.Fuel.Heat.September | Boiler.ID.Total.Fuel.Heat.October | Boiler.ID.Total.Fuel.Heat.November | Boiler.ID.Total.Fuel.Heat.December | YEAR
| 3602 | 1 | 3602^1 | ST | 0 | 8383.329 | 0 | 0 | 39864.474 | 0 | 82225.52 | 190951.397 | 180231.627 | 116562.206 | 11068.05 | 108168.378 | 0 | 2015
| 3602 | 2 | 3602^2 | ST | 0 | 0 | 0 | 0 | 0 | 0 | 0 | 0 | 0 | 0 | 0 | 0 | 0 | 2015
NetGenByGeneratorID |  |  |  | 2015
| Plant.Code | Generator.ID | bogen | Reported.Prime.Mover_923 | Net.Generation.mwh | Generator.ID.Total.Net.Generation.January | Generator.ID.Total.Net.Generation.February | Generator.ID.Total.Net.Generation.March | Generator.ID.Total.Net.Generation.April | Generator.ID.Total.Net.Generation.May | Generator.ID.Total.Net.Generation.June | Generator.ID.Total.Net.Generation.July | Generator.ID.Total.Net.Generation.August | Generator.ID.Total.Net.Generation.September | Generator.ID.Total.Net.Generation.October | Generator.ID.Total.Net.Generation.November | Generator.ID.Total.Net.Generation.December | YEAR
| 3602 | 1 | 3602^1 | ST | 59945 | 599 | 0 | 0 | 3212 | 0 | 6763 | 15988 | 15427 | 9785 | 899 | 7272 | 0 | 2015
| 3602 | 2 | 3602^2 | ST | 0 | 0 | 0 | 0 | 0 | 0 | 0 | 0 | 0 | 0 | 0 | 0 | 0 | 2015
FuelHeatByBogen |  |  |  | 2015
| Plant.Code | blankCol | bogen | Reported.Prime.Mover_bf.923 | flagFuelHeat | Bogen.Total.Fuel.Heat.January | Bogen.Total.Fuel.Heat.February | Bogen.Total.Fuel.Heat.March | Bogen.Total.Fuel.Heat.April | Bogen.Total.Fuel.Heat.May | Bogen.Total.Fuel.Heat.June | Bogen.Total.Fuel.Heat.July | Bogen.Total.Fuel.Heat.August | Bogen.Total.Fuel.Heat.September | Bogen.Total.Fuel.Heat.October | Bogen.Total.Fuel.Heat.November | Bogen.Total.Fuel.Heat.December | YEAR
| 3602 |  | 3602^1 | ST | 0 | 8383.329 | 0 | 0 | 39864.474 | 0 | 82225.52 | 190951.397 | 180231.627 | 116562.206 | 11068.05 | 108168.378 | 0 | 2015
| 3602 |  | 3602^2 | ST | 0 | 0 | 0 | 0 | 0 | 0 | 0 | 0 | 0 | 0 | 0 | 0 | 0 | 2015
NetGenByBogen |  |  |  | 2015
| Plant.Code | blankCol | bogen | Reported.Prime.Mover_923 | Net.Generation.mwh | Bogen.Total.Net.Generation.January | Bogen.Total.Net.Generation.February | Bogen.Total.Net.Generation.March | Bogen.Total.Net.Generation.April | Bogen.Total.Net.Generation.May | Bogen.Total.Net.Generation.June | Bogen.Total.Net.Generation.July | Bogen.Total.Net.Generation.August | Bogen.Total.Net.Generation.September | Bogen.Total.Net.Generation.October | Bogen.Total.Net.Generation.November | Bogen.Total.Net.Generation.December | YEAR
| 3602 |  | 3602^1 | ST | 59945 | 599 | 0 | 0 | 3212 | 0 | 6763 | 15988 | 15427 | 9785 | 899 | 7272 | 0 | 2015
| 3602 |  | 3602^2 | ST | 0 | 0 | 0 | 0 | 0 | 0 | 0 | 0 | 0 | 0 | 0 | 0 | 0 | 2015
ThermalEfficiencyByBogen |  |  |  | 2015
| Plant.Code | blankCol | bogen | Reported.Prime.Mover_923 | Net.Generation.mwh | ThermalEfficiency.January | ThermalEfficiency.February | ThermalEfficiency.March | ThermalEfficiency.April | ThermalEfficiency.May | ThermalEfficiency.June | ThermalEfficiency.July | ThermalEfficiency.August | ThermalEfficiency.September | ThermalEfficiency.October | ThermalEfficiency.November | ThermalEfficiency.December | YEAR
| 3602 |  | 3602^1 | ST | 59945 | 0.2438 | 0 | 0 | 0.27493 | 0 | 0.28065 | 0.28569 | 0.29206 | 0.28644 | 0.27715 | 0.22939 | 0 | 2015
| 3602 |  | 3602^2 | ST | 0 | 0 | 0 | 0 | 0 | 0 | 0 | 0 | 0 | 0 | 0 | 0 | 0 | 2015

## 6504
2015 | Plant.Code | orig_bogencoo.key | auto_bogencoo.key | combogencoo_cool_type_key | EIA_BocooAssoc | EIA_CoolingEnviroEquip | orig_sheet3_key | auto_sheet3_flags | auto_sheet3_key | orig_sheet4_key | auto_sheet4_flags | auto_sheet4_key | EIA_associationTable | generator.data.860 | retiredGenerators.860 | Boiler_InfoDesign_Parameters.860 | boilerFuelData_923 | generation.data.923 | page1GenFuelData.923 | FuelHeatByLine | NetGenByLine | FuelHeatByBoilerID | NetGenByGeneratorID | FuelHeatByBogen | NetGenByBogen | ThermalEfficiencyByBogen
| 6504 | 2 | 8 | 2 | 0 | 0 | 8 | 8 | 8 | 6 | 6 | 6 | 4 | 21 | 0 | 4 | 8 | 6 | 3 | 8 | 6 | 8 | 6 | 4 | 6 | 6
orig_bogencoo.key |  |  |  | 2015
| combogen | combogencoo | Plant.Code
| combogen^6504^1 | combogencoo^6504^1 | 6504
| combogen^6504^2 | combogencoo^6504^2 | 6504
auto_bogencoo.key |  |  |  | 2015
manualEdit | manualBogenEdit | Plant.Code | Bogen | combogen | combogencoo | Boiler.ID | Unit.Code | bga.source | Boiler.ID.Total.Fuel.Heat.January | PlantLine.Total.Fuel.Heat.January | flagNG_no_FH_January | flagFH_no_NG_January | flagFuelHeat_January | Boiler.ID.Total.Fuel.Heat.February | PlantLine.Total.Fuel.Heat.February | flagNG_no_FH_February | flagFH_no_NG_February | flagFuelHeat_February | Boiler.ID.Total.Fuel.Heat.March | PlantLine.Total.Fuel.Heat.March | flagNG_no_FH_March | flagFH_no_NG_March | flagFuelHeat_March | Boiler.ID.Total.Fuel.Heat.April | PlantLine.Total.Fuel.Heat.April | flagNG_no_FH_April | flagFH_no_NG_April | flagFuelHeat_April | Boiler.ID.Total.Fuel.Heat.May | PlantLine.Total.Fuel.Heat.May | flagNG_no_FH_May | flagFH_no_NG_May | flagFuelHeat_May | Boiler.ID.Total.Fuel.Heat.June | PlantLine.Total.Fuel.Heat.June | flagNG_no_FH_June | flagFH_no_NG_June | flagFuelHeat_June | Boiler.ID.Total.Fuel.Heat.July | PlantLine.Total.Fuel.Heat.July | flagNG_no_FH_July | flagFH_no_NG_July | flagFuelHeat_July | Boiler.ID.Total.Fuel.Heat.August | PlantLine.Total.Fuel.Heat.August | flagNG_no_FH_August | flagFH_no_NG_August | flagFuelHeat_August | Boiler.ID.Total.Fuel.Heat.September | PlantLine.Total.Fuel.Heat.September | flagNG_no_FH_September | flagFH_no_NG_September | flagFuelHeat_September | Boiler.ID.Total.Fuel.Heat.October | PlantLine.Total.Fuel.Heat.October | flagNG_no_FH_October | flagFH_no_NG_October | flagFuelHeat_October | Boiler.ID.Total.Fuel.Heat.November | PlantLine.Total.Fuel.Heat.November | flagNG_no_FH_November | flagFH_no_NG_November | flagFuelHeat_November | Boiler.ID.Total.Fuel.Heat.December | PlantLine.Total.Fuel.Heat.December | flagNG_no_FH_December | flagFH_no_NG_December | flagFuelHeat_December | missing.from.923 | flagBoiler.ID_assoc | orig_Boiler.ID_assoc | orig_Boiler.ID_bf.923 | flagBoiler.ID_bf.923 | missing.bf.923 | Reported.Prime.Mover_bf.923 | Reported.Prime.Mover_923 | Reported.Prime.Mover_860 | Reported.Fuel.Type.Code | Technology | Energy.Source.1 | unmapped_but_in_923 | unmapped | Orphan.Boiler | Boiler.Status | Boiler.Retirement.Year | Boiler.Retirement.Month | flag_BoilerRetired | flag_Boiler.Status | Boiler.ID.NotIn.Assoc | missingPlant.assoc | missingPlant.boilerDesignData.860 | missingPlant.generation.data.923 | missingPlant.boilerFuelData.923 | Reported.Prime.Mover_page1 | flag.ST.missing.bf.923 | flag.CACT.missingPair | flag_923bogenCTonly | flag.NGCC.badFuel | flag.ST.missing.bf.923.unmapped | flag_RPM | flag_floatingGen | flagFuelHeat | flag_STassoc_CT_CS_CA | flag_CSassociation | countFlags | YEAR | plant_bo | plant_bo_bf.923 | plant_bo_assoc | Utility.ID | Utility.Name | Plant.Name | Cooling.ID | Steam.Plant.Type | flagBoiler.ID_bocoo | orig_Boiler.ID_bocoo | manualBogenEditFileName | manualBogenEditDateTime
0 | 0 | 6504 | 6504^14 | combogen^6504^14 |  | 14 | CC1 | string_assn | 114521.61 |  | 0 | 0 | 0 | 125739.075 |  | 0 | 0 | 0 | 138388.77 |  | 0 | 0 | 0 | 110258.97 |  | 0 | 0 | 0 | 42066.008 |  | 0 | 0 | 0 | 128161.152 |  | 0 | 0 | 0 | 133285.368 |  | 0 | 0 | 0 | 130283.154 |  | 0 | 0 | 0 | 130784.244 |  | 0 | 0 | 0 | 135139.896 |  | 0 | 0 | 0 | 125513.409 |  | 0 | 0 | 0 | 85964.52 |  | 0 | 0 | 0 | FALSE |  |  | 14 | removeChar | FALSE | CT | CT | CT | DFO | Petroleum Liquids | DFO | FALSE | FALSE | FALSE |  |  |  |  | 0 | 1 | FALSE | FALSE | FALSE | FALSE |  | 0 | FALSE | FALSE | 0 | 0 |  | 0 | 0 | 0 | 0 | 2 | 2015 | 6504^14 | 6504^14 | 6504^NA
0 | 0 | 6504 | 6504^14 | combogen^6504^14 |  | 16 | CC1 | unit_connection | 56000.547 |  | 0 | 0 | 0 | 26576.55 |  | 0 | 0 | 0 | 122965.96 |  | 0 | 0 | 0 | 108811.47 |  | 0 | 0 | 0 | 32239.688 |  | 0 | 0 | 0 | 116395.272 |  | 0 | 0 | 0 | 135509.928 |  | 0 | 0 | 0 | 134561.898 |  | 0 | 0 | 0 | 130542.828 |  | 0 | 0 | 0 | 135949.71 |  | 0 | 0 | 0 | 123494.91 |  | 0 | 0 | 0 | 79534.82 |  | 0 | 0 | 0 | FALSE |  |  | 16 | removeChar | FALSE | CT | CT | CT | DFO | Petroleum Liquids | DFO | FALSE | FALSE | FALSE |  |  |  |  | 0 | 1 | FALSE | FALSE | FALSE | FALSE |  | 0 | FALSE | FALSE | 0 | 0 |  | 0 | 0 | 0 | 0 | 2 | 2015 | 6504^16 | 6504^16 | 6504^NA
0 | 0 | 6504 | 6504^14 | combogen^6504^14 |  | M14 | CC1 | string_assn | 0 |  | 0 | 0 | 0 | 0 |  | 0 | 0 | 0 | 0 |  | 0 | 0 | 0 | 0 |  | 0 | 0 | 0 | 0 |  | 0 | 0 | 0 | 0 |  | 0 | 0 | 0 | 0 |  | 0 | 0 | 0 | 0 |  | 0 | 0 | 0 | 0 |  | 0 | 0 | 0 | 0 |  | 0 | 0 | 0 | 0 |  | 0 | 0 | 0 | 0 |  | 0 | 0 | 0 | FALSE | removeChar | M14 | M14 | removeChar | FALSE | CA | CT | CT | DFO | Petroleum Liquids | DFO | FALSE | FALSE | FALSE | OP |  |  |  | 0 | 0 | FALSE | FALSE | FALSE | FALSE |  | 0 | FALSE | FALSE | 0 | 0 |  | 0 | 0 | 0 | 0 | 2 | 2015 | 6504^M14 | 6504^M14 | 6504^M14
0 | 0 | 6504 | 6504^14 | combogen^6504^14 |  | M16 | CC1 | string_assn | 0 |  | 0 | 0 | 0 | 0 |  | 0 | 0 | 0 | 0 |  | 0 | 0 | 0 | 0 |  | 0 | 0 | 0 | 0 |  | 0 | 0 | 0 | 0 |  | 0 | 0 | 0 | 0 |  | 0 | 0 | 0 | 0 |  | 0 | 0 | 0 | 0 |  | 0 | 0 | 0 | 0 |  | 0 | 0 | 0 | 0 |  | 0 | 0 | 0 | 0 |  | 0 | 0 | 0 | FALSE | removeChar | M16 | M16 | removeChar | FALSE | CA | CT | CT | DFO | Petroleum Liquids | DFO | FALSE | FALSE | FALSE | OP |  |  |  | 0 | 0 | FALSE | FALSE | FALSE | FALSE |  | 0 | FALSE | FALSE | 0 | 0 |  | 0 | 0 | 0 | 0 | 2 | 2015 | 6504^M16 | 6504^M16 | 6504^M16
0 | 0 | 6504 | 6504^15 | combogen^6504^15 |  | 17 | CC2 | string_assn | 130228.587 |  | 0 | 0 | 0 | 84915.6 |  | 0 | 0 | 0 | 23018.515 |  | 0 | 0 | 0 | 68715.72 |  | 0 | 0 | 0 | 140007.513 |  | 0 | 0 | 0 | 88371.612 |  | 0 | 0 | 0 | 35302.056 |  | 0 | 0 | 0 | 130743.234 |  | 0 | 0 | 0 | 90352.812 |  | 0 | 0 | 0 | 102304.56 |  | 0 | 0 | 0 | 77645.316 |  | 0 | 0 | 0 | 115108.7 |  | 0 | 0 | 0 | FALSE |  |  | 17 | removeChar | FALSE | CT | CT | CT | DFO | Petroleum Liquids | DFO | FALSE | FALSE | FALSE |  |  |  |  | 0 | 1 | FALSE | FALSE | FALSE | FALSE |  | 0 | FALSE | FALSE | 0 | 0 |  | 0 | 0 | 0 | 0 | 2 | 2015 | 6504^17 | 6504^17 | 6504^NA
0 | 0 | 6504 | 6504^15 | combogen^6504^15 |  | 19 | CC2 | string_assn | 122898.279 |  | 0 | 0 | 0 | 127142.4 |  | 0 | 0 | 0 | 47922.94 |  | 0 | 0 | 0 | 43563.96 |  | 0 | 0 | 0 | 106773.495 |  | 0 | 0 | 0 | 83746.404 |  | 0 | 0 | 0 | 138829.656 |  | 0 | 0 | 0 | 121581.891 |  | 0 | 0 | 0 | 124748.844 |  | 0 | 0 | 0 | 140342.514 |  | 0 | 0 | 0 | 124856.088 |  | 0 | 0 | 0 | 121822.9 |  | 0 | 0 | 0 | FALSE |  |  | 19 | removeChar | FALSE | CT | CT | CT | DFO | Petroleum Liquids | DFO | FALSE | FALSE | FALSE |  |  |  |  | 0 | 1 | FALSE | FALSE | FALSE | FALSE |  | 0 | FALSE | FALSE | 0 | 0 |  | 0 | 0 | 0 | 0 | 2 | 2015 | 6504^19 | 6504^19 | 6504^NA
0 | 0 | 6504 | 6504^15 | combogen^6504^15 |  | M17 | CC2 | unit_connection | 0 |  | 0 | 0 | 0 | 0 |  | 0 | 0 | 0 | 0 |  | 0 | 0 | 0 | 0 |  | 0 | 0 | 0 | 0 |  | 0 | 0 | 0 | 0 |  | 0 | 0 | 0 | 0 |  | 0 | 0 | 0 | 0 |  | 0 | 0 | 0 | 0 |  | 0 | 0 | 0 | 0 |  | 0 | 0 | 0 | 0 |  | 0 | 0 | 0 | 0 |  | 0 | 0 | 0 | FALSE | removeChar | M17 | M17 | removeChar | FALSE | CA | CT | CT | DFO | Petroleum Liquids | DFO | FALSE | FALSE | FALSE | OP |  |  |  | 0 | 0 | FALSE | FALSE | FALSE | FALSE |  | 0 | FALSE | FALSE | 0 | 0 |  | 0 | 0 | 0 | 0 | 2 | 2015 | 6504^M17 | 6504^M17 | 6504^M17
0 | 0 | 6504 | 6504^15 | combogen^6504^15 |  | M19 | CC2 | unit_connection | 0 |  | 0 | 0 | 0 | 0 |  | 0 | 0 | 0 | 0 |  | 0 | 0 | 0 | 0 |  | 0 | 0 | 0 | 0 |  | 0 | 0 | 0 | 0 |  | 0 | 0 | 0 | 0 |  | 0 | 0 | 0 | 0 |  | 0 | 0 | 0 | 0 |  | 0 | 0 | 0 | 0 |  | 0 | 0 | 0 | 0 |  | 0 | 0 | 0 | 0 |  | 0 | 0 | 0 | FALSE | removeChar | M19 | M19 | removeChar | FALSE | CA | CT | CT | DFO | Petroleum Liquids | DFO | FALSE | FALSE | FALSE | OP |  |  |  | 0 | 0 | FALSE | FALSE | FALSE | FALSE |  | 0 | FALSE | FALSE | 0 | 0 |  | 0 | 0 | 0 | 0 | 2 | 2015 | 6504^M19 | 6504^M19 | 6504^M19
combogencoo_cool_type_key |  |  |  | 2015
manualEdit | Plant.Code | bogencoo | LAKE..OF..OC..RC. | RIVER..OF. | POND..OC..RC. | TOWER..RF..RI..RN. | DC | OS
0 | 6504 | combogencoo^6504^1 |  |  |  | 1
0 | 6504 | combogencoo^6504^2 |  |  |  | 1
EIA_BocooAssoc |  |  |  | 2015
| Utility.ID | Utility.Name | Plant.Code | Plant.Name | Boiler.ID | Cooling.ID | Steam.Plant.Type
EIA_CoolingEnviroEquip |  |  |  | 2015
| Utility.ID | Utility.Name | Plant.Code | Plant.Name | State | Cooling.ID | Cooling.Status | Inservice.Month | Inservice.Year | Cooling.Type.1 | Cooling.Type.2 | Cooling.Type.3 | Cooling.Type.4 | Percent.Dry.Cooling | Cooling.Water.Source | Cooling.Water.Discharge | Water.Source.Code | Water.Type.Code | Intake.Rate.at.100...Gallons.per.Minute. | Chlorine.Inservice.Month | Chlorine.Inservice.Year | Pond.Inservice.Month | Pond.Inservice.Year | Pond.Surface.Area..Acres. | Pond.Volume..Acre.Feet. | Tower.Inservice.Month | Tower.Inservice.Year | Tower.Type.1 | Tower.Type.2 | Tower.Type.3 | Tower.Type.4 | Tower.Water.Rate..Gallons.per.Minute. | Power.Requirement..MW. | Cost.Total..Thousand.Dollars. | Cost.Ponds..Thousand.Dollars. | Cost.Towers..Thousand.Dollars. | Cost.Chlorine.Equipment..Thousand.Dollars. | Intake.Distance.Shore..Feet. | Outlet.Distance.Shore..Feet. | Intake.Distance.Surface..Feet. | Outlet.Distance.Surface..Feet. | Steam.Plant.Type
orig_sheet3_key |  |  |  | 2015
| plant_bo | bogen | Plant.Code
| 6504^14 | 6504^1 | 6504
| 6504^16 | 6504^1 | 6504
| 6504^M14 | 6504^1 | 6504
| 6504^M16 | 6504^1 | 6504
| 6504^17 | 6504^2 | 6504
| 6504^19 | 6504^2 | 6504
| 6504^M17 | 6504^2 | 6504
| 6504^M19 | 6504^2 | 6504
auto_sheet3_flags |  |  |  | 2015
| Plant.Code | plant_bo | bogen | missing.from.923 | unmapped_but_in_923 | unmapped | Orphan.Boiler | Boiler.Status | Boiler.ID.NotIn.Assoc | missingPlant.assoc | missingPlant.boilerDesignData.860 | missingPlant.generation.data.923 | missingPlant.boilerFuelData.923 | flag.CACT.missingPair | missing.bf.923 | flag.ST.missing.bf.923 | flag.ST.missing.bf.923.unmapped | flag_RPM | flag_floatingGen | flag_BoilerRetired | flag_Boiler.Status | flag_923bogenCTonly | flagFuelHeat | flag_STassoc_CT_CS_CA | flag_CSassociation | flagFH_no_NG_January | flagNG_no_FH_January | flagFuelHeat_January | flagFH_no_NG_February | flagNG_no_FH_February | flagFuelHeat_February | flagFH_no_NG_March | flagNG_no_FH_March | flagFuelHeat_March | flagFH_no_NG_April | flagNG_no_FH_April | flagFuelHeat_April | flagFH_no_NG_May | flagNG_no_FH_May | flagFuelHeat_May | flagFH_no_NG_June | flagNG_no_FH_June | flagFuelHeat_June | flagFH_no_NG_July | flagNG_no_FH_July | flagFuelHeat_July | flagFH_no_NG_August | flagNG_no_FH_August | flagFuelHeat_August | flagFH_no_NG_September | flagNG_no_FH_September | flagFuelHeat_September | flagFH_no_NG_October | flagNG_no_FH_October | flagFuelHeat_October | flagFH_no_NG_November | flagNG_no_FH_November | flagFuelHeat_November | flagFH_no_NG_December | flagNG_no_FH_December | flagFuelHeat_December | flag_ManualPlant | flag_MisMatch
| 6504 | 6504^14 | 6504^14 | 0 | 0 | 0 | 0 | 0 | 1 | 0 | 0 | 0 | 0 | 0 | 0 | 0 | 0 | 0 | 0 | 0 | 0 | 0 | 0 | 0 | 0 | 0 | 0 | 0 | 0 | 0 | 0 | 0 | 0 | 0 | 0 | 0 | 0 | 0 | 0 | 0 | 0 | 0 | 0 | 0 | 0 | 0 | 0 | 0 | 0 | 0 | 0 | 0 | 0 | 0 | 0 | 0 | 0 | 0 | 0 | 0 | 0 | 0 | 1
| 6504 | 6504^16 | 6504^14 | 0 | 0 | 0 | 0 | 0 | 1 | 0 | 0 | 0 | 0 | 0 | 0 | 0 | 0 | 0 | 0 | 0 | 0 | 0 | 0 | 0 | 0 | 0 | 0 | 0 | 0 | 0 | 0 | 0 | 0 | 0 | 0 | 0 | 0 | 0 | 0 | 0 | 0 | 0 | 0 | 0 | 0 | 0 | 0 | 0 | 0 | 0 | 0 | 0 | 0 | 0 | 0 | 0 | 0 | 0 | 0 | 0 | 0 | 0 | 1
| 6504 | 6504^17 | 6504^15 | 0 | 0 | 0 | 0 | 0 | 1 | 0 | 0 | 0 | 0 | 0 | 0 | 0 | 0 | 0 | 0 | 0 | 0 | 0 | 0 | 0 | 0 | 0 | 0 | 0 | 0 | 0 | 0 | 0 | 0 | 0 | 0 | 0 | 0 | 0 | 0 | 0 | 0 | 0 | 0 | 0 | 0 | 0 | 0 | 0 | 0 | 0 | 0 | 0 | 0 | 0 | 0 | 0 | 0 | 0 | 0 | 0 | 0 | 0 | 1
| 6504 | 6504^19 | 6504^15 | 0 | 0 | 0 | 0 | 0 | 1 | 0 | 0 | 0 | 0 | 0 | 0 | 0 | 0 | 0 | 0 | 0 | 0 | 0 | 0 | 0 | 0 | 0 | 0 | 0 | 0 | 0 | 0 | 0 | 0 | 0 | 0 | 0 | 0 | 0 | 0 | 0 | 0 | 0 | 0 | 0 | 0 | 0 | 0 | 0 | 0 | 0 | 0 | 0 | 0 | 0 | 0 | 0 | 0 | 0 | 0 | 0 | 0 | 0 | 1
| 6504 | 6504^M14 | 6504^14 | 0 | 0 | 0 | 0 | 0 | 0 | 0 | 0 | 0 | 0 | 0 | 0 | 0 | 0 | 0 | 0 | 0 | 0 | 0 | 0 | 0 | 0 | 0 | 0 | 0 | 0 | 0 | 0 | 0 | 0 | 0 | 0 | 0 | 0 | 0 | 0 | 0 | 0 | 0 | 0 | 0 | 0 | 0 | 0 | 0 | 0 | 0 | 0 | 0 | 0 | 0 | 0 | 0 | 0 | 0 | 0 | 0 | 0 | 0 | 1
| 6504 | 6504^M16 | 6504^14 | 0 | 0 | 0 | 0 | 0 | 0 | 0 | 0 | 0 | 0 | 0 | 0 | 0 | 0 | 0 | 0 | 0 | 0 | 0 | 0 | 0 | 0 | 0 | 0 | 0 | 0 | 0 | 0 | 0 | 0 | 0 | 0 | 0 | 0 | 0 | 0 | 0 | 0 | 0 | 0 | 0 | 0 | 0 | 0 | 0 | 0 | 0 | 0 | 0 | 0 | 0 | 0 | 0 | 0 | 0 | 0 | 0 | 0 | 0 | 1
| 6504 | 6504^M17 | 6504^15 | 0 | 0 | 0 | 0 | 0 | 0 | 0 | 0 | 0 | 0 | 0 | 0 | 0 | 0 | 0 | 0 | 0 | 0 | 0 | 0 | 0 | 0 | 0 | 0 | 0 | 0 | 0 | 0 | 0 | 0 | 0 | 0 | 0 | 0 | 0 | 0 | 0 | 0 | 0 | 0 | 0 | 0 | 0 | 0 | 0 | 0 | 0 | 0 | 0 | 0 | 0 | 0 | 0 | 0 | 0 | 0 | 0 | 0 | 0 | 1
| 6504 | 6504^M19 | 6504^15 | 0 | 0 | 0 | 0 | 0 | 0 | 0 | 0 | 0 | 0 | 0 | 0 | 0 | 0 | 0 | 0 | 0 | 0 | 0 | 0 | 0 | 0 | 0 | 0 | 0 | 0 | 0 | 0 | 0 | 0 | 0 | 0 | 0 | 0 | 0 | 0 | 0 | 0 | 0 | 0 | 0 | 0 | 0 | 0 | 0 | 0 | 0 | 0 | 0 | 0 | 0 | 0 | 0 | 0 | 0 | 0 | 0 | 0 | 0 | 1
auto_sheet3_key |  |  |  | 2015
manualBogenEdit | Plant.Code | bogen | Boiler.ID | Unit.Code | bga.source | Boiler.ID.Total.Fuel.Heat.January | PlantLine.Total.Fuel.Heat.January | flagNG_no_FH_January | flagFH_no_NG_January | flagFuelHeat_January | Boiler.ID.Total.Fuel.Heat.February | PlantLine.Total.Fuel.Heat.February | flagNG_no_FH_February | flagFH_no_NG_February | flagFuelHeat_February | Boiler.ID.Total.Fuel.Heat.March | PlantLine.Total.Fuel.Heat.March | flagNG_no_FH_March | flagFH_no_NG_March | flagFuelHeat_March | Boiler.ID.Total.Fuel.Heat.April | PlantLine.Total.Fuel.Heat.April | flagNG_no_FH_April | flagFH_no_NG_April | flagFuelHeat_April | Boiler.ID.Total.Fuel.Heat.May | PlantLine.Total.Fuel.Heat.May | flagNG_no_FH_May | flagFH_no_NG_May | flagFuelHeat_May | Boiler.ID.Total.Fuel.Heat.June | PlantLine.Total.Fuel.Heat.June | flagNG_no_FH_June | flagFH_no_NG_June | flagFuelHeat_June | Boiler.ID.Total.Fuel.Heat.July | PlantLine.Total.Fuel.Heat.July | flagNG_no_FH_July | flagFH_no_NG_July | flagFuelHeat_July | Boiler.ID.Total.Fuel.Heat.August | PlantLine.Total.Fuel.Heat.August | flagNG_no_FH_August | flagFH_no_NG_August | flagFuelHeat_August | Boiler.ID.Total.Fuel.Heat.September | PlantLine.Total.Fuel.Heat.September | flagNG_no_FH_September | flagFH_no_NG_September | flagFuelHeat_September | Boiler.ID.Total.Fuel.Heat.October | PlantLine.Total.Fuel.Heat.October | flagNG_no_FH_October | flagFH_no_NG_October | flagFuelHeat_October | Boiler.ID.Total.Fuel.Heat.November | PlantLine.Total.Fuel.Heat.November | flagNG_no_FH_November | flagFH_no_NG_November | flagFuelHeat_November | Boiler.ID.Total.Fuel.Heat.December | PlantLine.Total.Fuel.Heat.December | flagNG_no_FH_December | flagFH_no_NG_December | flagFuelHeat_December | missing.from.923 | flagBoiler.ID_assoc | orig_Boiler.ID_assoc | orig_Boiler.ID_bf.923 | flagBoiler.ID_bf.923 | missing.bf.923 | Reported.Prime.Mover_bf.923 | Reported.Prime.Mover_923 | Reported.Prime.Mover_860 | Reported.Fuel.Type.Code | Technology | Energy.Source.1 | unmapped_but_in_923 | unmapped | Orphan.Boiler | Boiler.Status | Boiler.Retirement.Year | Boiler.Retirement.Month | flag_BoilerRetired | flag_Boiler.Status | Boiler.ID.NotIn.Assoc | missingPlant.assoc | missingPlant.boilerDesignData.860 | missingPlant.generation.data.923 | missingPlant.boilerFuelData.923 | Reported.Prime.Mover_page1 | flag.ST.missing.bf.923 | flag.CACT.missingPair | flag_923bogenCTonly | flag.NGCC.badFuel | flag.ST.missing.bf.923.unmapped | flag_RPM | flag_floatingGen | flagFuelHeat | flag_STassoc_CT_CS_CA | flag_CSassociation | countFlags | YEAR | plant_bo | plant_bo_bf.923 | plant_bo_assoc | manualBogenEditFileName | manualBogenEditDateTime
0 | 6504 | 6504^14 | 14 | CC1 | string_assn | 114521.61 |  | 0 | 0 | 0 | 125739.075 |  | 0 | 0 | 0 | 138388.77 |  | 0 | 0 | 0 | 110258.97 |  | 0 | 0 | 0 | 42066.008 |  | 0 | 0 | 0 | 128161.152 |  | 0 | 0 | 0 | 133285.368 |  | 0 | 0 | 0 | 130283.154 |  | 0 | 0 | 0 | 130784.244 |  | 0 | 0 | 0 | 135139.896 |  | 0 | 0 | 0 | 125513.409 |  | 0 | 0 | 0 | 85964.52 |  | 0 | 0 | 0 | FALSE |  |  | 14 | removeChar | FALSE | CT | CT | CT | DFO | Petroleum Liquids | DFO | FALSE | FALSE | FALSE |  |  |  |  | 0 | 1 | FALSE | FALSE | FALSE | FALSE |  | 0 | FALSE | FALSE | 0 | 0 |  | 0 | 0 | 0 | 0 | 2 | 2015 | 6504^14 | 6504^14 | 6504^NA
0 | 6504 | 6504^14 | 16 | CC1 | unit_connection | 56000.547 |  | 0 | 0 | 0 | 26576.55 |  | 0 | 0 | 0 | 122965.96 |  | 0 | 0 | 0 | 108811.47 |  | 0 | 0 | 0 | 32239.688 |  | 0 | 0 | 0 | 116395.272 |  | 0 | 0 | 0 | 135509.928 |  | 0 | 0 | 0 | 134561.898 |  | 0 | 0 | 0 | 130542.828 |  | 0 | 0 | 0 | 135949.71 |  | 0 | 0 | 0 | 123494.91 |  | 0 | 0 | 0 | 79534.82 |  | 0 | 0 | 0 | FALSE |  |  | 16 | removeChar | FALSE | CT | CT | CT | DFO | Petroleum Liquids | DFO | FALSE | FALSE | FALSE |  |  |  |  | 0 | 1 | FALSE | FALSE | FALSE | FALSE |  | 0 | FALSE | FALSE | 0 | 0 |  | 0 | 0 | 0 | 0 | 2 | 2015 | 6504^16 | 6504^16 | 6504^NA
0 | 6504 | 6504^15 | 17 | CC2 | string_assn | 130228.587 |  | 0 | 0 | 0 | 84915.6 |  | 0 | 0 | 0 | 23018.515 |  | 0 | 0 | 0 | 68715.72 |  | 0 | 0 | 0 | 140007.513 |  | 0 | 0 | 0 | 88371.612 |  | 0 | 0 | 0 | 35302.056 |  | 0 | 0 | 0 | 130743.234 |  | 0 | 0 | 0 | 90352.812 |  | 0 | 0 | 0 | 102304.56 |  | 0 | 0 | 0 | 77645.316 |  | 0 | 0 | 0 | 115108.7 |  | 0 | 0 | 0 | FALSE |  |  | 17 | removeChar | FALSE | CT | CT | CT | DFO | Petroleum Liquids | DFO | FALSE | FALSE | FALSE |  |  |  |  | 0 | 1 | FALSE | FALSE | FALSE | FALSE |  | 0 | FALSE | FALSE | 0 | 0 |  | 0 | 0 | 0 | 0 | 2 | 2015 | 6504^17 | 6504^17 | 6504^NA
0 | 6504 | 6504^15 | 19 | CC2 | string_assn | 122898.279 |  | 0 | 0 | 0 | 127142.4 |  | 0 | 0 | 0 | 47922.94 |  | 0 | 0 | 0 | 43563.96 |  | 0 | 0 | 0 | 106773.495 |  | 0 | 0 | 0 | 83746.404 |  | 0 | 0 | 0 | 138829.656 |  | 0 | 0 | 0 | 121581.891 |  | 0 | 0 | 0 | 124748.844 |  | 0 | 0 | 0 | 140342.514 |  | 0 | 0 | 0 | 124856.088 |  | 0 | 0 | 0 | 121822.9 |  | 0 | 0 | 0 | FALSE |  |  | 19 | removeChar | FALSE | CT | CT | CT | DFO | Petroleum Liquids | DFO | FALSE | FALSE | FALSE |  |  |  |  | 0 | 1 | FALSE | FALSE | FALSE | FALSE |  | 0 | FALSE | FALSE | 0 | 0 |  | 0 | 0 | 0 | 0 | 2 | 2015 | 6504^19 | 6504^19 | 6504^NA
0 | 6504 | 6504^14 | M14 | CC1 | string_assn | 0 |  | 0 | 0 | 0 | 0 |  | 0 | 0 | 0 | 0 |  | 0 | 0 | 0 | 0 |  | 0 | 0 | 0 | 0 |  | 0 | 0 | 0 | 0 |  | 0 | 0 | 0 | 0 |  | 0 | 0 | 0 | 0 |  | 0 | 0 | 0 | 0 |  | 0 | 0 | 0 | 0 |  | 0 | 0 | 0 | 0 |  | 0 | 0 | 0 | 0 |  | 0 | 0 | 0 | FALSE | removeChar | M14 | M14 | removeChar | FALSE | CA | CT | CT | DFO | Petroleum Liquids | DFO | FALSE | FALSE | FALSE | OP |  |  |  | 0 | 0 | FALSE | FALSE | FALSE | FALSE |  | 0 | FALSE | FALSE | 0 | 0 |  | 0 | 0 | 0 | 0 | 2 | 2015 | 6504^M14 | 6504^M14 | 6504^M14
0 | 6504 | 6504^14 | M16 | CC1 | string_assn | 0 |  | 0 | 0 | 0 | 0 |  | 0 | 0 | 0 | 0 |  | 0 | 0 | 0 | 0 |  | 0 | 0 | 0 | 0 |  | 0 | 0 | 0 | 0 |  | 0 | 0 | 0 | 0 |  | 0 | 0 | 0 | 0 |  | 0 | 0 | 0 | 0 |  | 0 | 0 | 0 | 0 |  | 0 | 0 | 0 | 0 |  | 0 | 0 | 0 | 0 |  | 0 | 0 | 0 | FALSE | removeChar | M16 | M16 | removeChar | FALSE | CA | CT | CT | DFO | Petroleum Liquids | DFO | FALSE | FALSE | FALSE | OP |  |  |  | 0 | 0 | FALSE | FALSE | FALSE | FALSE |  | 0 | FALSE | FALSE | 0 | 0 |  | 0 | 0 | 0 | 0 | 2 | 2015 | 6504^M16 | 6504^M16 | 6504^M16
0 | 6504 | 6504^15 | M17 | CC2 | unit_connection | 0 |  | 0 | 0 | 0 | 0 |  | 0 | 0 | 0 | 0 |  | 0 | 0 | 0 | 0 |  | 0 | 0 | 0 | 0 |  | 0 | 0 | 0 | 0 |  | 0 | 0 | 0 | 0 |  | 0 | 0 | 0 | 0 |  | 0 | 0 | 0 | 0 |  | 0 | 0 | 0 | 0 |  | 0 | 0 | 0 | 0 |  | 0 | 0 | 0 | 0 |  | 0 | 0 | 0 | FALSE | removeChar | M17 | M17 | removeChar | FALSE | CA | CT | CT | DFO | Petroleum Liquids | DFO | FALSE | FALSE | FALSE | OP |  |  |  | 0 | 0 | FALSE | FALSE | FALSE | FALSE |  | 0 | FALSE | FALSE | 0 | 0 |  | 0 | 0 | 0 | 0 | 2 | 2015 | 6504^M17 | 6504^M17 | 6504^M17
0 | 6504 | 6504^15 | M19 | CC2 | unit_connection | 0 |  | 0 | 0 | 0 | 0 |  | 0 | 0 | 0 | 0 |  | 0 | 0 | 0 | 0 |  | 0 | 0 | 0 | 0 |  | 0 | 0 | 0 | 0 |  | 0 | 0 | 0 | 0 |  | 0 | 0 | 0 | 0 |  | 0 | 0 | 0 | 0 |  | 0 | 0 | 0 | 0 |  | 0 | 0 | 0 | 0 |  | 0 | 0 | 0 | 0 |  | 0 | 0 | 0 | FALSE | removeChar | M19 | M19 | removeChar | FALSE | CA | CT | CT | DFO | Petroleum Liquids | DFO | FALSE | FALSE | FALSE | OP |  |  |  | 0 | 0 | FALSE | FALSE | FALSE | FALSE |  | 0 | FALSE | FALSE | 0 | 0 |  | 0 | 0 | 0 | 0 | 2 | 2015 | 6504^M19 | 6504^M19 | 6504^M19
orig_sheet4_key |  |  |  | 2015
| plant_gen | bogen | Plant.Code
| 6504^14 | 6504^1 | 6504
| 6504^15 | 6504^1 | 6504
| 6504^16 | 6504^1 | 6504
| 6504^17 | 6504^2 | 6504
| 6504^18 | 6504^2 | 6504
| 6504^19 | 6504^2 | 6504
auto_sheet4_flags |  |  |  | 2015
| Plant.Code | plant_gen | bogen | missing.from.923 | Generator.Status | Orphan.Generator | unmapped_but_in_923 | unmapped | missingPlant.assoc | missingPlant.generator.data.860 | missingPlant.generation.data.923 | flag.CACT.missingPair | missing.bf.923 | missing.generation.data | flag.ST.missing.bf.923 | flag.ST.missing.bf.923.unmapped | flag_RPM | flag_floatingGen | flag_GeneratorRetired | flag_Generator.Status | flag_923bogenCTonly | flagFuelHeat | flag_STassoc_CT_CS_CA | flag_CSassociation | flagNetGenWithoutFuelHeat | flagFuelHeatWithoutNetGen | flagFH_no_NG_January | flagNG_no_FH_January | flagFuelHeat_January | flagFH_no_NG_February | flagNG_no_FH_February | flagFuelHeat_February | flagFH_no_NG_March | flagNG_no_FH_March | flagFuelHeat_March | flagFH_no_NG_April | flagNG_no_FH_April | flagFuelHeat_April | flagFH_no_NG_May | flagNG_no_FH_May | flagFuelHeat_May | flagFH_no_NG_June | flagNG_no_FH_June | flagFuelHeat_June | flagFH_no_NG_July | flagNG_no_FH_July | flagFuelHeat_July | flagFH_no_NG_August | flagNG_no_FH_August | flagFuelHeat_August | flagFH_no_NG_September | flagNG_no_FH_September | flagFuelHeat_September | flagFH_no_NG_October | flagNG_no_FH_October | flagFuelHeat_October | flagFH_no_NG_November | flagNG_no_FH_November | flagFuelHeat_November | flagFH_no_NG_December | flagNG_no_FH_December | flagFuelHeat_December | flag_ManualPlant | flag_MisMatch
| 6504 | 6504^14 | 6504^14 | 0 | 0 | 0 | 0 | 0 | 0 | 0 | 0 | 0 | 0 | 0 | 0 | 0 | 0 | 0 | 0 | 0 | 0 | 0 | 0 | 0 | 0 | 0 | 0 | 0 | 0 | 0 | 0 | 0 | 0 | 0 | 0 | 0 | 0 | 0 | 0 | 0 | 0 | 0 | 0 | 0 | 0 | 0 | 0 | 0 | 0 | 0 | 0 | 0 | 0 | 0 | 0 | 0 | 0 | 0 | 0 | 0 | 0 | 0 | 0 | 1
| 6504 | 6504^15 | 6504^14 | 0 | 0 | 0 | 0 | 0 | 0 | 0 | 0 | 0 | 0 | 0 | 0 | 0 | 0 | 0 | 0 | 0 | 0 | 0 | 0 | 0 | 0 | 0 | 0 | 0 | 0 | 0 | 0 | 0 | 0 | 0 | 0 | 0 | 0 | 0 | 0 | 0 | 0 | 0 | 0 | 0 | 0 | 0 | 0 | 0 | 0 | 0 | 0 | 0 | 0 | 0 | 0 | 0 | 0 | 0 | 0 | 0 | 0 | 0 | 0 | 1
| 6504 | 6504^16 | 6504^14 | 0 | 0 | 0 | 0 | 0 | 0 | 0 | 0 | 0 | 0 | 0 | 0 | 0 | 0 | 0 | 0 | 0 | 0 | 0 | 0 | 0 | 0 | 0 | 0 | 0 | 0 | 0 | 0 | 0 | 0 | 0 | 0 | 0 | 0 | 0 | 0 | 0 | 0 | 0 | 0 | 0 | 0 | 0 | 0 | 0 | 0 | 0 | 0 | 0 | 0 | 0 | 0 | 0 | 0 | 0 | 0 | 0 | 0 | 0 | 0 | 1
| 6504 | 6504^17 | 6504^15 | 0 | 0 | 0 | 0 | 0 | 0 | 0 | 0 | 0 | 0 | 0 | 0 | 0 | 0 | 0 | 0 | 0 | 0 | 0 | 0 | 0 | 0 | 0 | 0 | 0 | 0 | 0 | 0 | 0 | 0 | 0 | 0 | 0 | 0 | 0 | 0 | 0 | 0 | 0 | 0 | 0 | 0 | 0 | 0 | 0 | 0 | 0 | 0 | 0 | 0 | 0 | 0 | 0 | 0 | 0 | 0 | 0 | 0 | 0 | 0 | 1
| 6504 | 6504^18 | 6504^15 | 0 | 0 | 0 | 0 | 0 | 0 | 0 | 0 | 0 | 0 | 0 | 0 | 0 | 0 | 0 | 0 | 0 | 0 | 0 | 0 | 0 | 0 | 0 | 0 | 0 | 0 | 0 | 0 | 0 | 0 | 0 | 0 | 0 | 0 | 0 | 0 | 0 | 0 | 0 | 0 | 0 | 0 | 0 | 0 | 0 | 0 | 0 | 0 | 0 | 0 | 0 | 0 | 0 | 0 | 0 | 0 | 0 | 0 | 0 | 0 | 1
| 6504 | 6504^19 | 6504^15 | 0 | 0 | 0 | 0 | 0 | 0 | 0 | 0 | 0 | 0 | 0 | 0 | 0 | 0 | 0 | 0 | 0 | 0 | 0 | 0 | 0 | 0 | 0 | 0 | 0 | 0 | 0 | 0 | 0 | 0 | 0 | 0 | 0 | 0 | 0 | 0 | 0 | 0 | 0 | 0 | 0 | 0 | 0 | 0 | 0 | 0 | 0 | 0 | 0 | 0 | 0 | 0 | 0 | 0 | 0 | 0 | 0 | 0 | 0 | 0 | 1
auto_sheet4_key |  |  |  | 2015
manualBogenEdit | Plant.Code | Generator.ID | bogen | Unit.Code | bga.source | Net.Generation.mwh | Generator.ID.Total.Net.Generation.January | PlantLine.Total.Fuel.Heat.January | PlantLine.Total.Net.Generation.January | flagNG_no_FH_January | flagFH_no_NG_January | flagFuelHeat_January | Generator.ID.Total.Net.Generation.February | PlantLine.Total.Fuel.Heat.February | PlantLine.Total.Net.Generation.February | flagNG_no_FH_February | flagFH_no_NG_February | flagFuelHeat_February | Generator.ID.Total.Net.Generation.March | PlantLine.Total.Fuel.Heat.March | PlantLine.Total.Net.Generation.March | flagNG_no_FH_March | flagFH_no_NG_March | flagFuelHeat_March | Generator.ID.Total.Net.Generation.April | PlantLine.Total.Fuel.Heat.April | PlantLine.Total.Net.Generation.April | flagNG_no_FH_April | flagFH_no_NG_April | flagFuelHeat_April | Generator.ID.Total.Net.Generation.May | PlantLine.Total.Fuel.Heat.May | PlantLine.Total.Net.Generation.May | flagNG_no_FH_May | flagFH_no_NG_May | flagFuelHeat_May | Generator.ID.Total.Net.Generation.June | PlantLine.Total.Fuel.Heat.June | PlantLine.Total.Net.Generation.June | flagNG_no_FH_June | flagFH_no_NG_June | flagFuelHeat_June | Generator.ID.Total.Net.Generation.July | PlantLine.Total.Fuel.Heat.July | PlantLine.Total.Net.Generation.July | flagNG_no_FH_July | flagFH_no_NG_July | flagFuelHeat_July | Generator.ID.Total.Net.Generation.August | PlantLine.Total.Fuel.Heat.August | PlantLine.Total.Net.Generation.August | flagNG_no_FH_August | flagFH_no_NG_August | flagFuelHeat_August | Generator.ID.Total.Net.Generation.September | PlantLine.Total.Fuel.Heat.September | PlantLine.Total.Net.Generation.September | flagNG_no_FH_September | flagFH_no_NG_September | flagFuelHeat_September | Generator.ID.Total.Net.Generation.October | PlantLine.Total.Fuel.Heat.October | PlantLine.Total.Net.Generation.October | flagNG_no_FH_October | flagFH_no_NG_October | flagFuelHeat_October | Generator.ID.Total.Net.Generation.November | PlantLine.Total.Fuel.Heat.November | PlantLine.Total.Net.Generation.November | flagNG_no_FH_November | flagFH_no_NG_November | flagFuelHeat_November | Generator.ID.Total.Net.Generation.December | PlantLine.Total.Fuel.Heat.December | PlantLine.Total.Net.Generation.December | flagNG_no_FH_December | flagFH_no_NG_December | flagFuelHeat_December | missing.from.923 | orig_Generator.ID_923 | flagGenerator.ID_923 | orig_Generator.ID_860 | flagGenerator.ID_860 | flagGenerator.ID_assoc | orig_Generator.ID_assoc | missing.bf.923 | Reported.Prime.Mover_bf.923 | Reported.Prime.Mover_923 | Reported.Prime.Mover_860 | Reported.Fuel.Type.Code | Technology | Energy.Source.1 | Generator.Status | Orphan.Generator | unmapped_but_in_923 | unmapped | flag_Generator.Status | Generator.Retirement.Year | Generator.Retirement.Month | flag_GeneratorRetired | missingPlant.assoc | missingPlant.generator.data.860 | missingPlant.generation.data.923 | Reported.Prime.Mover_page1 | flag.ST.missing.bf.923 | flag.CACT.missingPair | flag_923bogenCTonly | flag.NGCC.badFuel | flag.ST.missing.bf.923.unmapped | flag_RPM | flag_floatingGen | flagNetGenWithoutFuelHeat | flagFuelHeatWithoutNetGen | flagFuelHeat | flag_STassoc_CT_CS_CA | flag_CSassociation | countFlags | YEAR | plant_gen | plant_gen.923 | plant_gen.860 | plant_gen_assoc | missing.generation.data | manualBogenEditFileName | manualBogenEditDateTime
0 | 6504 | 14 | 6504^14 | CC1 | string_assn | 119478 | 9883 |  |  | 0 | 0 | 0 | 10787 |  |  | 0 | 0 | 0 | 11696 |  |  | 0 | 0 | 0 | 9057 |  |  | 0 | 0 | 0 | 3594 |  |  | 0 | 0 | 0 | 11048 |  |  | 0 | 0 | 0 | 11763 |  |  | 0 | 0 | 0 | 11248 |  |  | 0 | 0 | 0 | 11182 |  |  | 0 | 0 | 0 | 11421 |  |  | 0 | 0 | 0 | 10480 |  |  | 0 | 0 | 0 | 7319 |  |  | 0 | 0 | 0 | FALSE | 14 | removeChar | 14 | removeChar |  |  | FALSE | CT | CT | CT | DFO | Petroleum Liquids | DFO | OP | FALSE | FALSE | FALSE | 0 |  |  |  | FALSE | FALSE | FALSE |  | 0 | FALSE | FALSE | 0 | 0 |  | 0 | 0 | 0 | 0 | 0 | 0 | 2 | 2015 | 6504^14 | 6504^14 | 6504^14 | 6504^NA | FALSE
0 | 6504 | 15 | 6504^14 | CC1 | eia860.org | 73643 | 4494 |  |  | 0 | 0 | 0 | 4177 |  |  | 0 | 0 | 0 | 7701 |  |  | 0 | 0 | 0 | 6591 |  |  | 0 | 0 | 0 | 1767 |  |  | 0 | 0 | 0 | 6916 |  |  | 0 | 0 | 0 | 7883 |  |  | 0 | 0 | 0 | 7587 |  |  | 0 | 0 | 0 | 7710 |  |  | 0 | 0 | 0 | 7791 |  |  | 0 | 0 | 0 | 6990 |  |  | 0 | 0 | 0 | 4036 |  |  | 0 | 0 | 0 | FALSE | 15 | removeChar | 15 | removeChar | removeChar | 15 | FALSE | CT | CA | CA | DFO | Petroleum Liquids | DFO | OP | FALSE | FALSE | FALSE | 0 |  |  |  | FALSE | FALSE | FALSE |  | 0 | FALSE | FALSE | 0 | 0 |  | 0 | 0 | 0 | 0 | 0 | 0 | 2 | 2015 | 6504^15 | 6504^15 | 6504^15 | 6504^15 | FALSE
0 | 6504 | 16 | 6504^14 | CC1 | string_assn | 104282 | 4734 |  |  | 0 | 0 | 0 | 2187 |  |  | 0 | 0 | 0 | 10466 |  |  | 0 | 0 | 0 | 9142 |  |  | 0 | 0 | 0 | 2593 |  |  | 0 | 0 | 0 | 10202 |  |  | 0 | 0 | 0 | 12229 |  |  | 0 | 0 | 0 | 11947 |  |  | 0 | 0 | 0 | 11464 |  |  | 0 | 0 | 0 | 11803 |  |  | 0 | 0 | 0 | 10638 |  |  | 0 | 0 | 0 | 6877 |  |  | 0 | 0 | 0 | FALSE | 16 | removeChar | 16 | removeChar |  |  | FALSE | CT | CT | CT | DFO | Petroleum Liquids | DFO | OP | FALSE | FALSE | FALSE | 0 |  |  |  | FALSE | FALSE | FALSE |  | 0 | FALSE | FALSE | 0 | 0 |  | 0 | 0 | 0 | 0 | 0 | 0 | 2 | 2015 | 6504^16 | 6504^16 | 6504^16 | 6504^NA | FALSE
0 | 6504 | 17 | 6504^15 | CC2 | string_assn | 90711 | 11016 |  |  | 0 | 0 | 0 | 7071 |  |  | 0 | 0 | 0 | 1809 |  |  | 0 | 0 | 0 | 5578 |  |  | 0 | 0 | 0 | 11516 |  |  | 0 | 0 | 0 | 7286 |  |  | 0 | 0 | 0 | 2819 |  |  | 0 | 0 | 0 | 11262 |  |  | 0 | 0 | 0 | 7636 |  |  | 0 | 0 | 0 | 8506 |  |  | 0 | 0 | 0 | 6378 |  |  | 0 | 0 | 0 | 9834 |  |  | 0 | 0 | 0 | FALSE | 17 | removeChar | 17 | removeChar |  |  | FALSE | CT | CT | CT | DFO | Petroleum Liquids | DFO | OP | FALSE | FALSE | FALSE | 0 |  |  |  | FALSE | FALSE | FALSE |  | 0 | FALSE | FALSE | 0 | 0 |  | 0 | 0 | 0 | 0 | 0 | 0 | 2 | 2015 | 6504^17 | 6504^17 | 6504^17 | 6504^NA | FALSE
0 | 6504 | 18 | 6504^15 | CC2 | eia860.org | 63713 | 7204 |  |  | 0 | 0 | 0 | 5887 |  |  | 0 | 0 | 0 | 1245 |  |  | 0 | 0 | 0 | 2861 |  |  | 0 | 0 | 0 | 6831 |  |  | 0 | 0 | 0 | 4311 |  |  | 0 | 0 | 0 | 4458 |  |  | 0 | 0 | 0 | 6833 |  |  | 0 | 0 | 0 | 5825 |  |  | 0 | 0 | 0 | 6597 |  |  | 0 | 0 | 0 | 5018 |  |  | 0 | 0 | 0 | 6643 |  |  | 0 | 0 | 0 | FALSE | 18 | removeChar | 18 | removeChar | removeChar | 18 | FALSE | CT | CA | CA | DFO | Petroleum Liquids | DFO | OP | FALSE | FALSE | FALSE | 0 |  |  |  | FALSE | FALSE | FALSE |  | 0 | FALSE | FALSE | 0 | 0 |  | 0 | 0 | 0 | 0 | 0 | 0 | 2 | 2015 | 6504^18 | 6504^18 | 6504^18 | 6504^18 | FALSE
0 | 6504 | 19 | 6504^15 | CC2 | string_assn | 111958 | 10673 |  |  | 0 | 0 | 0 | 10949 |  |  | 0 | 0 | 0 | 4012 |  |  | 0 | 0 | 0 | 3624 |  |  | 0 | 0 | 0 | 9036 |  |  | 0 | 0 | 0 | 7119 |  |  | 0 | 0 | 0 | 12225 |  |  | 0 | 0 | 0 | 10575 |  |  | 0 | 0 | 0 | 10704 |  |  | 0 | 0 | 0 | 11910 |  |  | 0 | 0 | 0 | 10506 |  |  | 0 | 0 | 0 | 10625 |  |  | 0 | 0 | 0 | FALSE | 19 | removeChar | 19 | removeChar |  |  | FALSE | CT | CT | CT | DFO | Petroleum Liquids | DFO | OP | FALSE | FALSE | FALSE | 0 |  |  |  | FALSE | FALSE | FALSE |  | 0 | FALSE | FALSE | 0 | 0 |  | 0 | 0 | 0 | 0 | 0 | 0 | 2 | 2015 | 6504^19 | 6504^19 | 6504^19 | 6504^NA | FALSE
EIA_associationTable |  |  |  | 2015
| Utility.ID | Utility.Name | Plant.Code | Plant.Name | Boiler.ID | Generator.ID | Steam.Plant.Type
| 11843 | Maui Electric Co Ltd | 6504 | Maalaea | M16 | 15 | 4
| 11843 | Maui Electric Co Ltd | 6504 | Maalaea | M14 | 15 | 4
| 11843 | Maui Electric Co Ltd | 6504 | Maalaea | M17 | 18 | 4
| 11843 | Maui Electric Co Ltd | 6504 | Maalaea | M19 | 18 | 4
generator.data.860 |  |  |  | 2015
| Utility.ID | Utility.Name | Plant.Code | Plant.Name | State | County | Generator.ID | Technology | Prime.Mover | Unit.Code | Ownership | Duct.Burners | Can.Bypass.Heat.Recovery.Steam.Generator. | RTO.ISO.LMP.Node.Designation | RTO.ISO.Location.Designation.for.Reporting.Wholesale.Sales.Data.to.FERC | Nameplate.Capacity..MW. | Nameplate.Power.Factor | Summer.Capacity..MW. | Winter.Capacity..MW. | Minimum.Load..MW. | Uprate.or.Derate.Completed.During.Year | Month.Uprate.or.Derate.Completed | Year.Uprate.or.Derate.Completed | Status | Synchronized.to.Transmission.Grid | Operating.Month | Operating.Year | Planned.Retirement.Month | Planned.Retirement.Year | Associated.with.Combined.Heat.and.Power.System | Sector.Name | Sector | Topping.or.Bottoming | Energy.Source.1 | Energy.Source.2 | Energy.Source.3 | Energy.Source.4 | Energy.Source.5 | Energy.Source.6 | Startup.Source.1 | Startup.Source.2 | Startup.Source.3 | Startup.Source.4 | Solid.Fuel.Gasification.System. | Carbon.Capture.Technology. | Turbines..Inverters..or.Hydrokinetic.Buoys | Time.from.Cold.Shutdown.to.Full.Load | Fluidized.Bed.Technology. | Pulverized.Coal.Technology. | Stoker.Technology. | Other.Combustion.Technology. | Subcritical.Technology. | Supercritical.Technology. | Ultrasupercritical.Technology. | Planned.Net.Summer.Capacity.Uprate..MW. | Planned.Net.Winter.Capacity.Uprate..MW. | Planned.Uprate.Month | Planned.Uprate.Year | Planned.Net.Summer.Capacity.Derate..MW. | Planned.Net.Winter.Capacity.Derate..MW. | Planned.Derate.Month | Planned.Derate.Year | Planned.New.Prime.Mover | Planned.Energy.Source.1 | Planned.New.Nameplate.Capacity..MW. | Planned.Repower.Month | Planned.Repower.Year | Other.Planned.Modifications. | Other.Modifications.Month | Other.Modifications.Year | Cofire.Fuels. | Switch.Between.Oil.and.Natural.Gas.
| 11843 | Maui Electric Co Ltd | 6504 | Maalaea | HI | Maui | 1 | Petroleum Liquids | IC |  | S | X | X |  |  | 2.6 | 0.8 | 2.5 | 2.5 | 2.5 | N |  |  | OP | X | 12 | 1971 |  |  | N | Electric Utility | 1 | X | DFO | [9 empty] | N | N |  | 10M | [20 empty] | N |  |  | N | N
| 11843 | Maui Electric Co Ltd | 6504 | Maalaea | HI | Maui | 10 | Petroleum Liquids | IC |  | S | X | X |  |  | 12.5 | 0.8 | 12.3 | 12.3 | 8 | N |  |  | OP | X | 12 | 1979 |  |  | N | Electric Utility | 1 | X | DFO | [9 empty] | N | N |  | 12H | [20 empty] | N |  |  | N | N
| 11843 | Maui Electric Co Ltd | 6504 | Maalaea | HI | Maui | 11 | Petroleum Liquids | IC |  | S | X | X |  |  | 12.5 | 0.8 | 12.3 | 12.3 | 8 | N |  |  | OP | X | 7 | 1980 |  |  | N | Electric Utility | 1 | X | DFO | [9 empty] | N | N |  | 12H | [20 empty] | N |  |  | N | N
| 11843 | Maui Electric Co Ltd | 6504 | Maalaea | HI | Maui | 12 | Petroleum Liquids | IC |  | S | X | X |  |  | 12.5 | 0.8 | 12.3 | 12.3 | 8 | N |  |  | OP | X | 4 | 1988 |  |  | N | Electric Utility | 1 | X | DFO | [9 empty] | N | N |  | 12H
| 11843 | Maui Electric Co Ltd | 6504 | Maalaea | HI | Maui | 13 | Petroleum Liquids | IC |  | S | X | X |  |  | 12.5 | 0.8 | 12.3 | 12.3 | 8 | N |  |  | OP | X | 5 | 1989 |  |  | N | Electric Utility | 1 | X | DFO | [9 empty] | N | N |  | 12H | [20 empty] | N |  |  | N | N
| 11843 | Maui Electric Co Ltd | 6504 | Maalaea | HI | Maui | 14 | Petroleum Liquids | CT | CC1 | S | X | Y |  |  | 23.6 | 0.9 | 21.1 | 21.1 | 12.5 | N |  |  | OP | X | 5 | 1992 |  |  | N | Electric Utility | 1 | X | DFO | [9 empty] | N | N |  | 12H | [20 empty] | N |  |  | N | N
| 11843 | Maui Electric Co Ltd | 6504 | Maalaea | HI | Maui | 15 | Petroleum Liquids | CA | CC1 | S | N | X |  |  | 18 | 0.9 | 12 | 12 | 8.5 | N |  |  | OP | X | 10 | 1993 |  |  | N | Electric Utility | 1 | X | DFO | [9 empty] | N | N |  | 12H | [20 empty] | N |  |  | N | N
| 11843 | Maui Electric Co Ltd | 6504 | Maalaea | HI | Maui | 16 | Petroleum Liquids | CT | CC1 | S | X | Y |  |  | 23.6 | 0.9 | 21.1 | 21.1 | 12.5 | N |  |  | OP | X | 5 | 1993 |  |  | N | Electric Utility | 1 | X | DFO | [9 empty] | N | N |  | 12H | [20 empty] | N |  |  | N | N
| 11843 | Maui Electric Co Ltd | 6504 | Maalaea | HI | Maui | 17 | Petroleum Liquids | CT | CC2 | S | X | Y |  |  | 25 | 0.8 | 17.6 | 17.6 | 14 | N |  |  | OP | X | 12 | 1998 |  |  | N | Electric Utility | 1 | X | DFO | [9 empty] | N | N |  | 12H | [20 empty] | N |  |  | N | N
| 11843 | Maui Electric Co Ltd | 6504 | Maalaea | HI | Maui | 18 | Petroleum Liquids | CA | CC2 | S | N | X |  |  | 18 | 0.8 | 13.8 | 13.8 | 8.5 | N |  |  | OP | X | 10 | 2006 |  |  | N | Electric Utility | 1 | X | DFO | [9 empty] | N | N |  | 12H | [20 empty] | N |  |  | N | N
| 11843 | Maui Electric Co Ltd | 6504 | Maalaea | HI | Maui | 19 | Petroleum Liquids | CT | CC2 | S | X | Y |  |  | 25 | 0.8 | 17.6 | 17.6 | 14 | N |  |  | OP | X | 9 | 2000 |  |  | N | Electric Utility | 1 | X | DFO | [9 empty] | N | N |  | 12H | [20 empty] | N |  |  | N | N
| 11843 | Maui Electric Co Ltd | 6504 | Maalaea | HI | Maui | 2 | Petroleum Liquids | IC |  | S | X | X |  |  | 2.6 | 0.8 | 2.5 | 2.5 | 2.5 | N |  |  | OP | X | 7 | 1972 |  |  | N | Electric Utility | 1 | X | DFO | [9 empty] | N | N |  | 10M | [20 empty] | N |  |  | N | N
| 11843 | Maui Electric Co Ltd | 6504 | Maalaea | HI | Maui | 3 | Petroleum Liquids | IC |  | S | X | X |  |  | 2.6 | 0.8 | 2.5 | 2.5 | 2.5 | N |  |  | OP | X | 9 | 1972 |  |  | N | Electric Utility | 1 | X | DFO | [9 empty] | N | N |  | 10M | [20 empty] | N |  |  | N | N
| 11843 | Maui Electric Co Ltd | 6504 | Maalaea | HI | Maui | 4 | Petroleum Liquids | IC |  | S | X | X |  |  | 5.6 | 0.8 | 5.5 | 5.5 | 2 | N |  |  | OA | X | 11 | 1973 |  |  | N | Electric Utility | 1 | X | DFO | [9 empty] | N | N |  | 1H | [20 empty] | N |  |  | N | N
| 11843 | Maui Electric Co Ltd | 6504 | Maalaea | HI | Maui | 5 | Petroleum Liquids | IC |  | S | X | X |  |  | 5.6 | 0.8 | 5.5 | 5.5 | 2 | N |  |  | OP | X | 12 | 1973 |  |  | N | Electric Utility | 1 | X | DFO | [9 empty] | N | N |  | 1H | [20 empty] | N |  |  | N | N
| 11843 | Maui Electric Co Ltd | 6504 | Maalaea | HI | Maui | 6 | Petroleum Liquids | IC |  | S | X | X |  |  | 5.6 | 0.8 | 5.5 | 5.5 | 2 | N |  |  | OP | X | 3 | 1975 |  |  | N | Electric Utility | 1 | X | DFO | [9 empty] | N |  |  | 1H | [20 empty] | N |  |  | N | N
| 11843 | Maui Electric Co Ltd | 6504 | Maalaea | HI | Maui | 7 | Petroleum Liquids | IC |  | S | X | X |  |  | 5.6 | 0.8 | 5.5 | 5.5 | 2 | N |  |  | OP | X | 8 | 1975 |  |  | N | Electric Utility | 1 | X | DFO | [9 empty] | N | N |  | 1H | [20 empty] | N |  |  | N | N
| 11843 | Maui Electric Co Ltd | 6504 | Maalaea | HI | Maui | 8 | Petroleum Liquids | IC |  | S | X | X |  |  | 5.6 | 0.8 | 5.5 | 5.5 | 2 | N |  |  | OP | X | 11 | 1977 |  |  | N | Electric Utility | 1 | X | DFO | [9 empty] | N | N |  | 1H | [20 empty] | N |  |  | N | N
| 11843 | Maui Electric Co Ltd | 6504 | Maalaea | HI | Maui | 9 | Petroleum Liquids | IC |  | S | X | X |  |  | 5.6 | 0.8 | 5.5 | 5.5 | 2 | N |  |  | OP | X | 7 | 1978 |  |  | N | Electric Utility | 1 | X | DFO | [9 empty] | N | N |  | 1H | [20 empty] | N |  |  | N | N
| 11843 | Maui Electric Co Ltd | 6504 | Maalaea | HI | Maui | X1 | Petroleum Liquids | IC |  | S | X | X |  |  | 2.6 | 0.8 | 2.5 | 2.5 | 2.5 | N |  |  | OP | X | 3 | 1987 |  |  | N | Electric Utility | 1 | X | DFO | [9 empty] | N |  |  | 10M | [20 empty] | N |  |  | N | N
| 11843 | Maui Electric Co Ltd | 6504 | Maalaea | HI | Maui | X2 | Petroleum Liquids | IC |  | S | X | X |  |  | 2.6 | 0.8 | 2.5 | 2.5 | 2.5 | N |  |  | OP | X | 3 | 1987 |  |  | N | Electric Utility | 1 | X | DFO | [9 empty] | N |  |  | 10M | [20 empty] | N |  |  | N | N
retiredGenerators.860 |  |  |  | 2015
| Utility.ID | Utility.Name | Plant.Code | Plant.Name | State | County | Generator.ID | Technology | Prime.Mover | Unit.Code | Ownership | Duct.Burners | Can.Bypass.Heat.Recovery.Steam.Generator. | RTO.ISO.LMP.Node.Designation | RTO.ISO.Location.Designation.for.Reporting.Wholesale.Sales.Data.to.FERC | Nameplate.Capacity..MW. | Nameplate.Power.Factor | Summer.Capacity..MW. | Winter.Capacity..MW. | Minimum.Load..MW. | Uprate.or.Derate.Completed.During.Year | Month.Uprate.or.Derate.Completed | Year.Uprate.or.Derate.Completed | Status | Synchronized.to.Transmission.Grid | Operating.Month | Operating.Year | Retirement.Month | Retirement.Year | Associated.with.Combined.Heat.and.Power.System | Sector.Name | Sector | Topping.or.Bottoming | Energy.Source.1 | Energy.Source.2 | Energy.Source.3 | Energy.Source.4 | Energy.Source.5 | Energy.Source.6 | Startup.Source.1 | Startup.Source.2 | Startup.Source.3 | Startup.Source.4 | Solid.Fuel.Gasification.System. | Carbon.Capture.Technology. | Turbines..Inverters..or.Hydrokinetic.Buoys | Time.from.Cold.Shutdown.to.Full.Load | Fluidized.Bed.Technology. | Pulverized.Coal.Technology. | Stoker.Technology. | Other.Combustion.Technology. | Subcritical.Technology. | Supercritical.Technology. | Ultrasupercritical.Technology. | Cofire.Fuels. | Switch.Between.Oil.and.Natural.Gas.
Boiler_InfoDesign_Parameters.860 |  |  |  | 2015
| Utility.ID | Utility.Name | Plant.Code | Plant.Name | State | Boiler.ID | Boiler.Status | Type.of.Boiler | Inservice.Month | Inservice.Year | Retirement.Month | Retirement.Year | Firing.Type.1 | Firing.Type.2 | Firing.Type.3 | Max.Steam.Flow..Thousand.Pounds.per.Hour. | Firing.Rate.Using.Coal..0.1.Tons.per.Hour. | Firing.Rate.Using.Petroleum..0.1.Barrels.per.Hour. | Firing.Rate.Using.Gas..0.1.MCF.per.Hour. | Firing.Rate.Using.Other.Fuels | Waste.Heat.Input..Million.BTU.per.Hour. | Primary.Fuel.1 | Primary.Fuel.2 | Primary.Fuel.3 | Primary.Fuel.4 | Turndown.Ratio | Efficiency.100..Load | Efficiency.50..Load | Air.Flow.100..Load..Cubic.Feet.per.Minute. | Wet.Dry.Bottom | Fly.Ash.Reinjection | Steam.Plant.Type | missingData
| 11843 | Maui Electric Co Ltd | 6504 | Maalaea | HI | M14 | OP | [24 empty] | 4 | 2
| 11843 | Maui Electric Co Ltd | 6504 | Maalaea | HI | M16 | OP | [24 empty] | 4 | 2
| 11843 | Maui Electric Co Ltd | 6504 | Maalaea | HI | M17 | OP | [24 empty] | 4 | 2
| 11843 | Maui Electric Co Ltd | 6504 | Maalaea | HI | M19 | OP | [24 empty] | 4 | 2
boilerFuelData_923 |  |  |  | 2015
| Plant.Code | Combined.Heat.And..Power.Plant | Plant.Name | Operator.Name | Operator.Id | Plant.State | Census.Region | NERC.Region | NAICS.Code | Sector.Number | Sector.Name | Boiler.ID | Reported.Prime.Mover | Reported.Fuel.Type.Code | Physical.Unit.Label | Quantity.Of.Fuel.Consumed.January | Quantity.Of.Fuel.Consumed.February | Quantity.Of.Fuel.Consumed.March | Quantity.Of.Fuel.Consumed.April | Quantity.Of.Fuel.Consumed.May | Quantity.Of.Fuel.Consumed.June | Quantity.Of.Fuel.Consumed.July | Quantity.Of.Fuel.Consumed.August | Quantity.Of.Fuel.Consumed.September | Quantity.Of.Fuel.Consumed.October | Quantity.Of.Fuel.Consumed.November | Quantity.Of.Fuel.Consumed.December | MMbtu.Per.Unit.January | MMbtu.Per.Unit.February | MMbtu.Per.Unit.March | MMbtu.Per.Unit.April | MMbtu.Per.Unit.May | MMbtu.Per.Unit.June | MMbtu.Per.Unit.July | MMbtu.Per.Unit.August | MMbtu.Per.Unit.September | MMbtu.Per.Unit.October | MMbtu.Per.Unit.November | MMbtu.Per.Unit.December | Sulfur.Content.January | Sulfur.Content.February | Sulfur.Content.March | Sulfur.Content.April | Sulfur.Content.May | Sulfur.Content.June | Sulfur.Content.July | Sulfur.Content.August | Sulfur.Content.September | Sulfur.Content.October | Sulfur.Content.November | Sulfur.Content.December | Ash.Content.January | Ash.Content.February | Ash.Content.March | Ash.Content.April | Ash.Content.May | Ash.Content.June | Ash.Content.July | Ash.Content.August | Ash.Content.September | Ash.Content.October | Ash.Content.November | Ash.Content.December | Total.Fuel.Consumption.Quantity | YEAR | missingData
| 6504 | N | Maalaea | Maui Electric Co Ltd | 11843 | HI | PACN | HICC | 22 | 1 | Electric Utility | 14 | CT | DFO | barrels | 19810 | 21773 | 23922 | 19043 | 7192 | 22112 | 23367 | 22654 | 22753 | 23196 | 21577 | 15108 | 5.781 | 5.775 | 5.785 | 5.79 | 5.849 | 5.796 | 5.704 | 5.751 | 5.748 | 5.826 | 5.817 | 5.69 | 0.5 | 0.5 | 0.5 | 0.5 | 0.5 | 0.5 | 0.5 | 0.5 | 0.5 | 0.5 | 0.5 | 0.5 | 0 | 0 | 0 | 0 | 0 | 0 | 0 | 0 | 0 | 0 | 0 | 0 | 242507 | 2015 | 0
| 6504 | N | Maalaea | Maui Electric Co Ltd | 11843 | HI | PACN | HICC | 22 | 1 | Electric Utility | 16 | CT | DFO | barrels | 9687 | 4602 | 21256 | 18793 | 5512 | 20082 | 23757 | 23398 | 22711 | 23335 | 21230 | 13978 | 5.781 | 5.775 | 5.785 | 5.79 | 5.849 | 5.796 | 5.704 | 5.751 | 5.748 | 5.826 | 5.817 | 5.69 | 0.5 | 0.5 | 0.5 | 0.5 | 0.5 | 0.5 | 0.5 | 0.5 | 0.5 | 0.5 | 0.5 | 0.5 | 0 | 0 | 0 | 0 | 0 | 0 | 0 | 0 | 0 | 0 | 0 | 0 | 208341 | 2015 | 0
| 6504 | N | Maalaea | Maui Electric Co Ltd | 11843 | HI | PACN | HICC | 22 | 1 | Electric Utility | 17 | CT | DFO | barrels | 22527 | 14704 | 3979 | 11868 | 23937 | 15247 | 6189 | 22734 | 15719 | 17560 | 13348 | 20230 | 5.781 | 5.775 | 5.785 | 5.79 | 5.849 | 5.796 | 5.704 | 5.751 | 5.748 | 5.826 | 5.817 | 5.69 | 0.5 | 0.5 | 0.5 | 0.5 | 0.5 | 0.5 | 0.5 | 0.5 | 0.5 | 0.5 | 0.5 | 0.5 | 0 | 0 | 0 | 0 | 0 | 0 | 0 | 0 | 0 | 0 | 0 | 0 | 188042 | 2015 | 0
| 6504 | N | Maalaea | Maui Electric Co Ltd | 11843 | HI | PACN | HICC | 22 | 1 | Electric Utility | 19 | CT | DFO | barrels | 21259 | 22016 | 8284 | 7524 | 18255 | 14449 | 24339 | 21141 | 21703 | 24089 | 21464 | 21410 | 5.781 | 5.775 | 5.785 | 5.79 | 5.849 | 5.796 | 5.704 | 5.751 | 5.748 | 5.826 | 5.817 | 5.69 | 0.5 | 0.5 | 0.5 | 0.5 | 0.5 | 0.5 | 0.5 | 0.5 | 0.5 | 0.5 | 0.5 | 0.5 | 0 | 0 | 0 | 0 | 0 | 0 | 0 | 0 | 0 | 0 | 0 | 0 | 225933 | 2015 | 0
| 6504 | N | Maalaea | Maui Electric Co Ltd | 11843 | HI | PACN | HICC | 22 | 1 | Electric Utility | M14 | CA | DFO | barrels | 0 | 0 | 0 | 0 | 0 | 0 | 0 | 0 | 0 | 0 | 0 | 0 | 0 | 0 | 0 | 0 | 0 | 0 | 0 | 0 | 0 | 0 | 0 | 0 | 0 | 0 | 0 | 0 | 0 | 0 | 0 | 0 | 0 | 0 | 0 | 0 | 0 | 0 | 0 | 0 | 0 | 0 | 0 | 0 | 0 | 0 | 0 | 0 | 0 | 2015 | 0
| 6504 | N | Maalaea | Maui Electric Co Ltd | 11843 | HI | PACN | HICC | 22 | 1 | Electric Utility | M16 | CA | DFO | barrels | 0 | 0 | 0 | 0 | 0 | 0 | 0 | 0 | 0 | 0 | 0 | 0 | 0 | 0 | 0 | 0 | 0 | 0 | 0 | 0 | 0 | 0 | 0 | 0 | 0 | 0 | 0 | 0 | 0 | 0 | 0 | 0 | 0 | 0 | 0 | 0 | 0 | 0 | 0 | 0 | 0 | 0 | 0 | 0 | 0 | 0 | 0 | 0 | 0 | 2015 | 0
| 6504 | N | Maalaea | Maui Electric Co Ltd | 11843 | HI | PACN | HICC | 22 | 1 | Electric Utility | M17 | CA | DFO | barrels | 0 | 0 | 0 | 0 | 0 | 0 | 0 | 0 | 0 | 0 | 0 | 0 | 0 | 0 | 0 | 0 | 0 | 0 | 0 | 0 | 0 | 0 | 0 | 0 | 0 | 0 | 0 | 0 | 0 | 0 | 0 | 0 | 0 | 0 | 0 | 0 | 0 | 0 | 0 | 0 | 0 | 0 | 0 | 0 | 0 | 0 | 0 | 0 | 0 | 2015 | 0
| 6504 | N | Maalaea | Maui Electric Co Ltd | 11843 | HI | PACN | HICC | 22 | 1 | Electric Utility | M19 | CA | DFO | barrels | 0 | 0 | 0 | 0 | 0 | 0 | 0 | 0 | 0 | 0 | 0 | 0 | 0 | 0 | 0 | 0 | 0 | 0 | 0 | 0 | 0 | 0 | 0 | 0 | 0 | 0 | 0 | 0 | 0 | 0 | 0 | 0 | 0 | 0 | 0 | 0 | 0 | 0 | 0 | 0 | 0 | 0 | 0 | 0 | 0 | 0 | 0 | 0 | 0 | 2015 | 0
generation.data.923 |  |  |  | 2015
| Plant.Code | Combined.Heat.And.Power.Plant | Plant.Name | Operator.Name | Operator.Id | Plant.State | Census.Region | NERC.Region | NAICS.Code | Sector.Number | Sector.Name | Generator.ID | Reported.Prime.Mover | Net.Generation.January | Net.Generation.February | Net.Generation.March | Net.Generation.April | Net.Generation.May | Net.Generation.June | Net.Generation.July | Net.Generation.August | Net.Generation.September | Net.Generation.October | Net.Generation.November | Net.Generation.December | Net.Generation.Year.To.Date | YEAR | missingData
| 6504 | N | Maalaea | Maui Electric Co Ltd | 11843 | HI | PACN | HICC | 22 | 1 | Electric Utility | 19 | CT | 10673 | 10949 | 4012 | 3624 | 9036 | 7119 | 12225 | 10575 | 10704 | 11910 | 10506 | 10625 | 111958 | 2015 | 0
| 6504 | N | Maalaea | Maui Electric Co Ltd | 11843 | HI | PACN | HICC | 22 | 1 | Electric Utility | 16 | CT | 4734 | 2187 | 10466 | 9142 | 2593 | 10202 | 12229 | 11947 | 11464 | 11803 | 10638 | 6877 | 104282 | 2015 | 0
| 6504 | N | Maalaea | Maui Electric Co Ltd | 11843 | HI | PACN | HICC | 22 | 1 | Electric Utility | 14 | CT | 9883 | 10787 | 11696 | 9057 | 3594 | 11048 | 11763 | 11248 | 11182 | 11421 | 10480 | 7319 | 119478 | 2015 | 0
| 6504 | N | Maalaea | Maui Electric Co Ltd | 11843 | HI | PACN | HICC | 22 | 1 | Electric Utility | 15 | CA | 4494 | 4177 | 7701 | 6591 | 1767 | 6916 | 7883 | 7587 | 7710 | 7791 | 6990 | 4036 | 73643 | 2015 | 0
| 6504 | N | Maalaea | Maui Electric Co Ltd | 11843 | HI | PACN | HICC | 22 | 1 | Electric Utility | 18 | CA | 7204 | 5887 | 1245 | 2861 | 6831 | 4311 | 4458 | 6833 | 5825 | 6597 | 5018 | 6643 | 63713 | 2015 | 0
| 6504 | N | Maalaea | Maui Electric Co Ltd | 11843 | HI | PACN | HICC | 22 | 1 | Electric Utility | 17 | CT | 11016 | 7071 | 1809 | 5578 | 11516 | 7286 | 2819 | 11262 | 7636 | 8506 | 6378 | 9834 | 90711 | 2015 | 0
page1GenFuelData.923 |  |  |  | 2015
| Plant.Code | Combined.Heat.And.Power.Plant | Nuclear.Unit.Id | Plant.Name | Operator.Name | Operator.Id | Plant.State | Census.Region | NERC.Region | Reserved | NAICS.Code | EIA.Sector.Number | Sector.Name | Reported.Prime.Mover | Reported.Fuel.Type.Code | AER.Fuel.Type.Code | Reserved.1 | Reserved.2 | Physical.Unit.Label | Quantity.January | Quantity.February | Quantity.March | Quantity.April | Quantity.May | Quantity.June | Quantity.July | Quantity.August | Quantity.September | Quantity.October | Quantity.November | Quantity.December | Elec_Quantity.January | Elec_Quantity.February | Elec_Quantity.March | Elec_Quantity.April | Elec_Quantity.May | Elec_Quantity.June | Elec_Quantity.July | Elec_Quantity.August | Elec_Quantity.September | Elec_Quantity.October | Elec_Quantity.November | Elec_Quantity.December | MMBtuPer_Unit.January | MMBtuPer_Unit.February | MMBtuPer_Unit.March | MMBtuPer_Unit.April | MMBtuPer_Unit.May | MMBtuPer_Unit.June | MMBtuPer_Unit.July | MMBtuPer_Unit.August | MMBtuPer_Unit.September | MMBtuPer_Unit.October | MMBtuPer_Unit.November | MMBtuPer_Unit.December | Tot_MMBtu.January | Tot_MMBtu.February | Tot_MMBtu.March | Tot_MMBtu.April | Tot_MMBtu.May | Tot_MMBtu.June | Tot_MMBtu.July | Tot_MMBtu.August | Tot_MMBtu.September | Tot_MMBtu.October | Tot_MMBtu.November | Tot_MMBtu.December | Elec_MMBtu.January | Elec_MMBtu.February | Elec_MMBtu.March | Elec_MMBtu.April | Elec_MMBtu.May | Elec_MMBtu.June | Elec_MMBtu.July | Elec_MMBtu.August | Elec_MMBtu.September | Elec_MMBtu.October | Elec_MMBtu.November | Elec_MMBtu.December | Netgen.January | Netgen.February | Netgen.March | Netgen.April | Netgen.May | Netgen.June | Netgen.July | Netgen.August | Netgen.September | Netgen.October | Netgen.November | Netgen.December | Total.Fuel.Consumption.Quantity | Electric.Fuel.Consumption.Quantity | Total.Fuel.Consumption.MMBtu | Elec.Fuel.Consumption.MMBtu | Net.Generation..Megawatthours. | YEAR | missingData
| 6504 | N | . | Maalaea | Maui Electric Co Ltd | 11843 | HI | PACN | HICC |  | 22 | 1 | Electric Utility | CA | DFO | DFO |  |  | barrels | 0 | 0 | 0 | 0 | 0 | 0 | 0 | 0 | 0 | 0 | 0 | 0 | 0 | 0 | 0 | 0 | 0 | 0 | 0 | 0 | 0 | 0 | 0 | 0 | 0 | 0 | 0 | 0 | 0 | 0 | 0 | 0 | 0 | 0 | 0 | 0 | 0 | 0 | 0 | 0 | 0 | 0 | 0 | 0 | 0 | 0 | 0 | 0 | 0 | 0 | 0 | 0 | 0 | 0 | 0 | 0 | 0 | 0 | 0 | 0 | 11698 | 10064 | 8946 | 9452 | 8598 | 11227 | 12341 | 14420 | 13535 | 14388 | 12008 | 10679 | 0 | 0 | 0 | 0 | 137356 | 2015 | 0
| 6504 | N | . | Maalaea | Maui Electric Co Ltd | 11843 | HI | PACN | HICC |  | 22 | 1 | Electric Utility | CT | DFO | DFO |  |  | barrels | 73283 | 63095 | 57441 | 57228 | 54896 | 71890 | 77652 | 89927 | 82886 | 88180 | 77619 | 70726 | 73283 | 63095 | 57441 | 57228 | 54896 | 71890 | 77652 | 89927 | 82886 | 88180 | 77619 | 70726 | 5.781 | 5.775 | 5.785 | 5.79 | 5.849 | 5.796 | 5.704 | 5.751 | 5.748 | 5.826 | 5.817 | 5.69 | 423649 | 364374 | 332296 | 331350 | 321087 | 416674 | 442927 | 517170 | 476429 | 513737 | 451510 | 402431 | 423649 | 364374 | 332296 | 331350 | 321087 | 416674 | 442927 | 517170 | 476429 | 513737 | 451510 | 402431 | 36306 | 30994 | 27983 | 27401 | 26739 | 35655 | 39036 | 45032 | 40986 | 43640 | 38002 | 34655 | 864823 | 864823 | 4993634 | 4993634 | 426429 | 2015 | 0
| 6504 | N | . | Maalaea | Maui Electric Co Ltd | 11843 | HI | PACN | HICC |  | 22 | 1 | Electric Utility | IC | DFO | DFO |  |  | barrels | 26933 | 17486 | 27717 | 19958 | 21692 | 18045 | 28863 | 28402 | 18121 | 18251 | 18370 | 28162 | 26933 | 17486 | 27717 | 19958 | 21692 | 18045 | 28863 | 28402 | 18121 | 18251 | 18370 | 28162 | 5.828 | 5.817 | 5.78 | 5.835 | 5.864 | 5.844 | 5.827 | 5.809 | 5.803 | 5.833 | 5.834 | 5.781 | 156966 | 101716 | 160204 | 116455 | 127202 | 105455 | 168185 | 164987 | 105156 | 106458 | 107171 | 162805 | 156966 | 101716 | 160204 | 116455 | 127202 | 105455 | 168185 | 164987 | 105156 | 106458 | 107171 | 162805 | 15970 | 10118 | 16233 | 11419 | 12785 | 10444 | 16697 | 16293 | 10268 | 10328 | 10581 | 16700 | 272000 | 272000 | 1582760 | 1582760 | 157836 | 2015 | 0
FuelHeatByLine |  |  |  | 2015
| Plant.Code | Boiler.ID | bogen | Reported.Prime.Mover_bf.923 | Reported.Fuel.Type.Code | Fuel.Heat.January | Fuel.Heat.February | Fuel.Heat.March | Fuel.Heat.April | Fuel.Heat.May | Fuel.Heat.June | Fuel.Heat.July | Fuel.Heat.August | Fuel.Heat.September | Fuel.Heat.October | Fuel.Heat.November | Fuel.Heat.December | YEAR
| 6504 | 14 | 6504^14 | CT | DFO | 114521.61 | 125739.075 | 138388.77 | 110258.97 | 42066.008 | 128161.152 | 133285.368 | 130283.154 | 130784.244 | 135139.896 | 125513.409 | 85964.52 | 2015
| 6504 | 16 | 6504^14 | CT | DFO | 56000.547 | 26576.55 | 122965.96 | 108811.47 | 32239.688 | 116395.272 | 135509.928 | 134561.898 | 130542.828 | 135949.71 | 123494.91 | 79534.82 | 2015
| 6504 | 17 | 6504^15 | CT | DFO | 130228.587 | 84915.6 | 23018.515 | 68715.72 | 140007.513 | 88371.612 | 35302.056 | 130743.234 | 90352.812 | 102304.56 | 77645.316 | 115108.7 | 2015
| 6504 | 19 | 6504^15 | CT | DFO | 122898.279 | 127142.4 | 47922.94 | 43563.96 | 106773.495 | 83746.404 | 138829.656 | 121581.891 | 124748.844 | 140342.514 | 124856.088 | 121822.9 | 2015
| 6504 | M14 | 6504^14 | CA | DFO | 0 | 0 | 0 | 0 | 0 | 0 | 0 | 0 | 0 | 0 | 0 | 0 | 2015
| 6504 | M16 | 6504^14 | CA | DFO | 0 | 0 | 0 | 0 | 0 | 0 | 0 | 0 | 0 | 0 | 0 | 0 | 2015
| 6504 | M17 | 6504^15 | CA | DFO | 0 | 0 | 0 | 0 | 0 | 0 | 0 | 0 | 0 | 0 | 0 | 0 | 2015
| 6504 | M19 | 6504^15 | CA | DFO | 0 | 0 | 0 | 0 | 0 | 0 | 0 | 0 | 0 | 0 | 0 | 0 | 2015
NetGenByLine |  |  |  | 2015
| Plant.Code | Generator.ID | bogen | Reported.Prime.Mover | Net.Generation.Year.To.Date | Net.Generation.January | Net.Generation.February | Net.Generation.March | Net.Generation.April | Net.Generation.May | Net.Generation.June | Net.Generation.July | Net.Generation.August | Net.Generation.September | Net.Generation.October | Net.Generation.November | Net.Generation.December | YEAR
| 6504 | 14 | 6504^14 | CT | 119478 | 9883 | 10787 | 11696 | 9057 | 3594 | 11048 | 11763 | 11248 | 11182 | 11421 | 10480 | 7319 | 2015
| 6504 | 15 | 6504^14 | CA | 73643 | 4494 | 4177 | 7701 | 6591 | 1767 | 6916 | 7883 | 7587 | 7710 | 7791 | 6990 | 4036 | 2015
| 6504 | 16 | 6504^14 | CT | 104282 | 4734 | 2187 | 10466 | 9142 | 2593 | 10202 | 12229 | 11947 | 11464 | 11803 | 10638 | 6877 | 2015
| 6504 | 17 | 6504^15 | CT | 90711 | 11016 | 7071 | 1809 | 5578 | 11516 | 7286 | 2819 | 11262 | 7636 | 8506 | 6378 | 9834 | 2015
| 6504 | 18 | 6504^15 | CA | 63713 | 7204 | 5887 | 1245 | 2861 | 6831 | 4311 | 4458 | 6833 | 5825 | 6597 | 5018 | 6643 | 2015
| 6504 | 19 | 6504^15 | CT | 111958 | 10673 | 10949 | 4012 | 3624 | 9036 | 7119 | 12225 | 10575 | 10704 | 11910 | 10506 | 10625 | 2015
FuelHeatByBoilerID |  |  |  | 2015
| Plant.Code | Boiler.ID | bogen | Reported.Prime.Mover_bf.923 | flagFuelHeat | Boiler.ID.Total.Fuel.Heat.January | Boiler.ID.Total.Fuel.Heat.February | Boiler.ID.Total.Fuel.Heat.March | Boiler.ID.Total.Fuel.Heat.April | Boiler.ID.Total.Fuel.Heat.May | Boiler.ID.Total.Fuel.Heat.June | Boiler.ID.Total.Fuel.Heat.July | Boiler.ID.Total.Fuel.Heat.August | Boiler.ID.Total.Fuel.Heat.September | Boiler.ID.Total.Fuel.Heat.October | Boiler.ID.Total.Fuel.Heat.November | Boiler.ID.Total.Fuel.Heat.December | YEAR
| 6504 | 14 | 6504^14 | CT | 0 | 114521.61 | 125739.075 | 138388.77 | 110258.97 | 42066.008 | 128161.152 | 133285.368 | 130283.154 | 130784.244 | 135139.896 | 125513.409 | 85964.52 | 2015
| 6504 | 16 | 6504^14 | CT | 0 | 56000.547 | 26576.55 | 122965.96 | 108811.47 | 32239.688 | 116395.272 | 135509.928 | 134561.898 | 130542.828 | 135949.71 | 123494.91 | 79534.82 | 2015
| 6504 | 17 | 6504^15 | CT | 0 | 130228.587 | 84915.6 | 23018.515 | 68715.72 | 140007.513 | 88371.612 | 35302.056 | 130743.234 | 90352.812 | 102304.56 | 77645.316 | 115108.7 | 2015
| 6504 | 19 | 6504^15 | CT | 0 | 122898.279 | 127142.4 | 47922.94 | 43563.96 | 106773.495 | 83746.404 | 138829.656 | 121581.891 | 124748.844 | 140342.514 | 124856.088 | 121822.9 | 2015
| 6504 | M14 | 6504^14 | CA | 0 | 0 | 0 | 0 | 0 | 0 | 0 | 0 | 0 | 0 | 0 | 0 | 0 | 2015
| 6504 | M16 | 6504^14 | CA | 0 | 0 | 0 | 0 | 0 | 0 | 0 | 0 | 0 | 0 | 0 | 0 | 0 | 2015
| 6504 | M17 | 6504^15 | CA | 0 | 0 | 0 | 0 | 0 | 0 | 0 | 0 | 0 | 0 | 0 | 0 | 0 | 2015
| 6504 | M19 | 6504^15 | CA | 0 | 0 | 0 | 0 | 0 | 0 | 0 | 0 | 0 | 0 | 0 | 0 | 0 | 2015
NetGenByGeneratorID |  |  |  | 2015
| Plant.Code | Generator.ID | bogen | Reported.Prime.Mover_923 | Net.Generation.mwh | Generator.ID.Total.Net.Generation.January | Generator.ID.Total.Net.Generation.February | Generator.ID.Total.Net.Generation.March | Generator.ID.Total.Net.Generation.April | Generator.ID.Total.Net.Generation.May | Generator.ID.Total.Net.Generation.June | Generator.ID.Total.Net.Generation.July | Generator.ID.Total.Net.Generation.August | Generator.ID.Total.Net.Generation.September | Generator.ID.Total.Net.Generation.October | Generator.ID.Total.Net.Generation.November | Generator.ID.Total.Net.Generation.December | YEAR
| 6504 | 14 | 6504^14 | CT | 119478 | 9883 | 10787 | 11696 | 9057 | 3594 | 11048 | 11763 | 11248 | 11182 | 11421 | 10480 | 7319 | 2015
| 6504 | 15 | 6504^14 | CA | 73643 | 4494 | 4177 | 7701 | 6591 | 1767 | 6916 | 7883 | 7587 | 7710 | 7791 | 6990 | 4036 | 2015
| 6504 | 16 | 6504^14 | CT | 104282 | 4734 | 2187 | 10466 | 9142 | 2593 | 10202 | 12229 | 11947 | 11464 | 11803 | 10638 | 6877 | 2015
| 6504 | 17 | 6504^15 | CT | 90711 | 11016 | 7071 | 1809 | 5578 | 11516 | 7286 | 2819 | 11262 | 7636 | 8506 | 6378 | 9834 | 2015
| 6504 | 18 | 6504^15 | CA | 63713 | 7204 | 5887 | 1245 | 2861 | 6831 | 4311 | 4458 | 6833 | 5825 | 6597 | 5018 | 6643 | 2015
| 6504 | 19 | 6504^15 | CT | 111958 | 10673 | 10949 | 4012 | 3624 | 9036 | 7119 | 12225 | 10575 | 10704 | 11910 | 10506 | 10625 | 2015
FuelHeatByBogen |  |  |  | 2015
| Plant.Code | blankCol | bogen | Reported.Prime.Mover_bf.923 | flagFuelHeat | Bogen.Total.Fuel.Heat.January | Bogen.Total.Fuel.Heat.February | Bogen.Total.Fuel.Heat.March | Bogen.Total.Fuel.Heat.April | Bogen.Total.Fuel.Heat.May | Bogen.Total.Fuel.Heat.June | Bogen.Total.Fuel.Heat.July | Bogen.Total.Fuel.Heat.August | Bogen.Total.Fuel.Heat.September | Bogen.Total.Fuel.Heat.October | Bogen.Total.Fuel.Heat.November | Bogen.Total.Fuel.Heat.December | YEAR
| 6504 |  | 6504^14 | CT | 0 | 170522.157 | 152315.625 | 261354.73 | 219070.44 | 74305.696 | 244556.424 | 268795.296 | 264845.052 | 261327.072 | 271089.606 | 249008.319 | 165499.34 | 2015
| 6504 |  | 6504^14 | CA | 0 | 170522.157 | 152315.625 | 261354.73 | 219070.44 | 74305.696 | 244556.424 | 268795.296 | 264845.052 | 261327.072 | 271089.606 | 249008.319 | 165499.34 | 2015
| 6504 |  | 6504^15 | CT | 0 | 253126.866 | 212058 | 70941.455 | 112279.68 | 246781.008 | 172118.016 | 174131.712 | 252325.125 | 215101.656 | 242647.074 | 202501.404 | 236931.6 | 2015
| 6504 |  | 6504^15 | CA | 0 | 253126.866 | 212058 | 70941.455 | 112279.68 | 246781.008 | 172118.016 | 174131.712 | 252325.125 | 215101.656 | 242647.074 | 202501.404 | 236931.6 | 2015
NetGenByBogen |  |  |  | 2015
| Plant.Code | blankCol | bogen | Reported.Prime.Mover_923 | Net.Generation.mwh | Bogen.Total.Net.Generation.January | Bogen.Total.Net.Generation.February | Bogen.Total.Net.Generation.March | Bogen.Total.Net.Generation.April | Bogen.Total.Net.Generation.May | Bogen.Total.Net.Generation.June | Bogen.Total.Net.Generation.July | Bogen.Total.Net.Generation.August | Bogen.Total.Net.Generation.September | Bogen.Total.Net.Generation.October | Bogen.Total.Net.Generation.November | Bogen.Total.Net.Generation.December | YEAR
| 6504 |  | 6504^14 | CT | 119478 | 19111 | 17151 | 29863 | 24790 | 7954 | 28166 | 31875 | 30782 | 30356 | 31015 | 28108 | 18232 | 2015
| 6504 |  | 6504^14 | CA | 73643 | 19111 | 17151 | 29863 | 24790 | 7954 | 28166 | 31875 | 30782 | 30356 | 31015 | 28108 | 18232 | 2015
| 6504 |  | 6504^14 | CT | 104282 | 19111 | 17151 | 29863 | 24790 | 7954 | 28166 | 31875 | 30782 | 30356 | 31015 | 28108 | 18232 | 2015
| 6504 |  | 6504^15 | CT | 90711 | 28893 | 23907 | 7066 | 12063 | 27383 | 18716 | 19502 | 28670 | 24165 | 27013 | 21902 | 27102 | 2015
| 6504 |  | 6504^15 | CA | 63713 | 28893 | 23907 | 7066 | 12063 | 27383 | 18716 | 19502 | 28670 | 24165 | 27013 | 21902 | 27102 | 2015
| 6504 |  | 6504^15 | CT | 111958 | 28893 | 23907 | 7066 | 12063 | 27383 | 18716 | 19502 | 28670 | 24165 | 27013 | 21902 | 27102 | 2015
ThermalEfficiencyByBogen |  |  |  | 2015
| Plant.Code | blankCol | bogen | Reported.Prime.Mover_923 | Net.Generation.mwh | ThermalEfficiency.January | ThermalEfficiency.February | ThermalEfficiency.March | ThermalEfficiency.April | ThermalEfficiency.May | ThermalEfficiency.June | ThermalEfficiency.July | ThermalEfficiency.August | ThermalEfficiency.September | ThermalEfficiency.October | ThermalEfficiency.November | ThermalEfficiency.December | YEAR
| 6504 |  | 6504^14 | CT | 119478 | 0.38241 | 0.38421 | 0.38988 | 0.38612 | 0.36525 | 0.39298 | 0.40463 | 0.39658 | 0.39636 | 0.39038 | 0.38516 | 0.37589 | 2015
| 6504 |  | 6504^14 | CA | 73643 | 0.38241 | 0.38421 | 0.38988 | 0.38612 | 0.36525 | 0.39298 | 0.40463 | 0.39658 | 0.39636 | 0.39038 | 0.38516 | 0.37589 | 2015
| 6504 |  | 6504^14 | CT | 104282 | 0.38241 | 0.38421 | 0.38988 | 0.38612 | 0.36525 | 0.39298 | 0.40463 | 0.39658 | 0.39636 | 0.39038 | 0.38516 | 0.37589 | 2015
| 6504 |  | 6504^15 | CT | 90711 | 0.38948 | 0.38468 | 0.33986 | 0.36659 | 0.37861 | 0.37103 | 0.38214 | 0.3877 | 0.38333 | 0.37986 | 0.36905 | 0.39031 | 2015
| 6504 |  | 6504^15 | CA | 63713 | 0.38948 | 0.38468 | 0.33986 | 0.36659 | 0.37861 | 0.37103 | 0.38214 | 0.3877 | 0.38333 | 0.37986 | 0.36905 | 0.39031 | 2015
| 6504 |  | 6504^15 | CT | 111958 | 0.38948 | 0.38468 | 0.33986 | 0.36659 | 0.37861 | 0.37103 | 0.38214 | 0.3877 | 0.38333 | 0.37986 | 0.36905 | 0.39031 | 2015

## 7242
2015 | Plant.Code | orig_bogencoo.key | auto_bogencoo.key | combogencoo_cool_type_key | EIA_BocooAssoc | EIA_CoolingEnviroEquip | orig_sheet3_key | auto_sheet3_flags | auto_sheet3_key | orig_sheet4_key | auto_sheet4_flags | auto_sheet4_key | EIA_associationTable | generator.data.860 | retiredGenerators.860 | Boiler_InfoDesign_Parameters.860 | boilerFuelData_923 | generation.data.923 | page1GenFuelData.923 | FuelHeatByLine | NetGenByLine | FuelHeatByBoilerID | NetGenByGeneratorID | FuelHeatByBogen | NetGenByBogen | ThermalEfficiencyByBogen
| 7242 | 1 | 8 | 1 | 6 | 1 | 8 | 7 | 8 | 2 | 2 | 2 | 6 | 6 | 4 | 6 | 16 | 2 | 11 | 14 | 2 | 7 | 2 | 6 | 6 | 6
orig_bogencoo.key |  |  |  | 2015
| combogen | combogencoo | Plant.Code
| combogen^7242^1 | #N/A | 7242
auto_bogencoo.key |  |  |  | 2015
manualEdit | manualBogenEdit | Plant.Code | Bogen | combogen | combogencoo | Boiler.ID | Unit.Code | bga.source | Boiler.ID.Total.Fuel.Heat.January | PlantLine.Total.Fuel.Heat.January | flagNG_no_FH_January | flagFH_no_NG_January | flagFuelHeat_January | Boiler.ID.Total.Fuel.Heat.February | PlantLine.Total.Fuel.Heat.February | flagNG_no_FH_February | flagFH_no_NG_February | flagFuelHeat_February | Boiler.ID.Total.Fuel.Heat.March | PlantLine.Total.Fuel.Heat.March | flagNG_no_FH_March | flagFH_no_NG_March | flagFuelHeat_March | Boiler.ID.Total.Fuel.Heat.April | PlantLine.Total.Fuel.Heat.April | flagNG_no_FH_April | flagFH_no_NG_April | flagFuelHeat_April | Boiler.ID.Total.Fuel.Heat.May | PlantLine.Total.Fuel.Heat.May | flagNG_no_FH_May | flagFH_no_NG_May | flagFuelHeat_May | Boiler.ID.Total.Fuel.Heat.June | PlantLine.Total.Fuel.Heat.June | flagNG_no_FH_June | flagFH_no_NG_June | flagFuelHeat_June | Boiler.ID.Total.Fuel.Heat.July | PlantLine.Total.Fuel.Heat.July | flagNG_no_FH_July | flagFH_no_NG_July | flagFuelHeat_July | Boiler.ID.Total.Fuel.Heat.August | PlantLine.Total.Fuel.Heat.August | flagNG_no_FH_August | flagFH_no_NG_August | flagFuelHeat_August | Boiler.ID.Total.Fuel.Heat.September | PlantLine.Total.Fuel.Heat.September | flagNG_no_FH_September | flagFH_no_NG_September | flagFuelHeat_September | Boiler.ID.Total.Fuel.Heat.October | PlantLine.Total.Fuel.Heat.October | flagNG_no_FH_October | flagFH_no_NG_October | flagFuelHeat_October | Boiler.ID.Total.Fuel.Heat.November | PlantLine.Total.Fuel.Heat.November | flagNG_no_FH_November | flagFH_no_NG_November | flagFuelHeat_November | Boiler.ID.Total.Fuel.Heat.December | PlantLine.Total.Fuel.Heat.December | flagNG_no_FH_December | flagFH_no_NG_December | flagFuelHeat_December | missing.from.923 | flagBoiler.ID_assoc | orig_Boiler.ID_assoc | orig_Boiler.ID_bf.923 | flagBoiler.ID_bf.923 | missing.bf.923 | Reported.Prime.Mover_bf.923 | Reported.Prime.Mover_923 | Reported.Prime.Mover_860 | Reported.Fuel.Type.Code | Technology | Energy.Source.1 | unmapped_but_in_923 | unmapped | Orphan.Boiler | Boiler.Status | Boiler.Retirement.Year | Boiler.Retirement.Month | flag_BoilerRetired | flag_Boiler.Status | Boiler.ID.NotIn.Assoc | missingPlant.assoc | missingPlant.boilerDesignData.860 | missingPlant.generation.data.923 | missingPlant.boilerFuelData.923 | Reported.Prime.Mover_page1 | flag.ST.missing.bf.923 | flag.CACT.missingPair | flag_923bogenCTonly | flag.NGCC.badFuel | flag.ST.missing.bf.923.unmapped | flag_RPM | flag_floatingGen | flagFuelHeat | flag_STassoc_CT_CS_CA | flag_CSassociation | countFlags | YEAR | plant_bo | plant_bo_bf.923 | plant_bo_assoc | Utility.ID | Utility.Name | Plant.Name | Cooling.ID | Steam.Plant.Type | flagBoiler.ID_bocoo | orig_Boiler.ID_bocoo | manualBogenEditFileName | manualBogenEditDateTime
0 | 0 | 7242 | 7242^5 | combogen^7242^5 | combogencoo^7242^1 | 1A | CC1 | eia860.org | 71393.336 |  | 0 | 0 | 1 | 70844.564 |  | 0 | 0 | 1 | 17133.123 |  | 0 | 0 | 1 | 0 |  | 0 | 1 | 0 | 0 |  | 0 | 0 | 0 | 6063.234 |  | 0 | 0 | 1 | 62710.688 |  | 0 | 0 | 1 | 53166.08 |  | 0 | 0 | 1 | 64919.594 |  | 0 | 0 | 1 | 34301.733 |  | 0 | 0 | 1 | 67215.182 |  | 0 | 0 | 1 | 86471.54 |  | 0 | 0 | 1 | FALSE | removeChar | 1A | 1A | removeChar | FALSE | CA | CA | CA | SGC | Coal Integrated Gasification Combined Cycle | BIT | FALSE | FALSE | FALSE | OP |  |  |  | 0 | 0 | FALSE | FALSE | FALSE | FALSE |  | 0 | FALSE | FALSE | 1 | 0 |  | 0 | 10 | 0 | 0 | 16 | 2015 | 7242^1A | 7242^1A | 7242^1A | 18454 | Tampa Electric Co | Polk | RC01 | 3 | removeChar | 1A
0 | 0 | 7242 | 7242^5 | combogen^7242^5 | combogencoo^7242^1 | 1B | CC1 | eia860.org | 71393.336 |  | 0 | 0 | 1 | 70844.564 |  | 0 | 0 | 1 | 17133.123 |  | 0 | 0 | 1 | 0 |  | 0 | 1 | 0 | 0 |  | 0 | 0 | 0 | 6063.234 |  | 0 | 0 | 1 | 62710.688 |  | 0 | 0 | 1 | 53166.08 |  | 0 | 0 | 1 | 64919.594 |  | 0 | 0 | 1 | 34301.733 |  | 0 | 0 | 1 | 67215.182 |  | 0 | 0 | 1 | 86471.54 |  | 0 | 0 | 1 | FALSE | removeChar | 1B | 1B | removeChar | FALSE | CA | CA | CA | SGC | Coal Integrated Gasification Combined Cycle | BIT | FALSE | FALSE | FALSE | OP |  |  |  | 0 | 0 | FALSE | FALSE | FALSE | FALSE |  | 0 | FALSE | FALSE | 1 | 0 |  | 0 | 10 | 0 | 0 | 16 | 2015 | 7242^1B | 7242^1B | 7242^1B | 18454 | Tampa Electric Co | Polk | RC01 | 3 | removeChar | 1B
0 | 0 | 7242 | 7242^5 | combogen^7242^5 | combogencoo^7242^1 | 1C | CC1 | eia860.org | 71393.336 |  | 0 | 0 | 1 | 70844.564 |  | 0 | 0 | 1 | 17133.123 |  | 0 | 0 | 1 | 0 |  | 0 | 1 | 0 | 0 |  | 0 | 0 | 0 | 6063.234 |  | 0 | 0 | 1 | 62710.688 |  | 0 | 0 | 1 | 53166.08 |  | 0 | 0 | 1 | 64919.594 |  | 0 | 0 | 1 | 34301.733 |  | 0 | 0 | 1 | 67215.182 |  | 0 | 0 | 1 | 86471.54 |  | 0 | 0 | 1 | FALSE | removeChar | 1C | 1C | removeChar | FALSE | CA | CA | CA | SGC | Coal Integrated Gasification Combined Cycle | BIT | FALSE | FALSE | FALSE | OP |  |  |  | 0 | 0 | FALSE | FALSE | FALSE | FALSE |  | 0 | FALSE | FALSE | 1 | 0 |  | 0 | 10 | 0 | 0 | 16 | 2015 | 7242^1C | 7242^1C | 7242^1C | 18454 | Tampa Electric Co | Polk | RC01 | 3 | removeChar | 1C
0 | 0 | 7242 | 7242^5 | combogen^7242^5 | combogencoo^7242^1 | 1CT | CC1 | eia860.org | 1213419.856 |  | 0 | 0 | 1 | 1098515.086 |  | 0 | 0 | 1 | 352011.846 |  | 0 | 0 | 1 | 3175.815 |  | 0 | 1 | 0 | 548801.4 |  | 0 | 0 | 0 | 815478.113 |  | 0 | 0 | 1 | 966593.037 |  | 0 | 0 | 1 | 698480.221 |  | 0 | 0 | 1 | 1064540.508 |  | 0 | 0 | 1 | 519633.296 |  | 0 | 0 | 1 | 1143441.673 |  | 0 | 0 | 1 | 1161680.072 |  | 0 | 0 | 1 | FALSE |  |  | 1CT | removeChar | FALSE | CT | CA | CA | SGC | Coal Integrated Gasification Combined Cycle | BIT | FALSE | FALSE | FALSE |  |  |  |  | 0 | 1 | FALSE | FALSE | FALSE | FALSE |  | 0 | FALSE | FALSE | 1 | 0 |  | 0 | 10 | 0 | 0 | 16 | 2015 | 7242^1CT | 7242^1CT | 7242^NA
0 | 0 | 7242 | 7242^5 | combogen^7242^5 | combogencoo^7242^1 | 2A | CC1 | eia860.org | 71393.336 |  | 0 | 0 | 1 | 70844.564 |  | 0 | 0 | 1 | 17133.123 |  | 0 | 0 | 1 | 0 |  | 0 | 1 | 0 | 0 |  | 0 | 0 | 0 | 6063.234 |  | 0 | 0 | 1 | 62710.688 |  | 0 | 0 | 1 | 53166.08 |  | 0 | 0 | 1 | 64919.594 |  | 0 | 0 | 1 | 34301.733 |  | 0 | 0 | 1 | 67215.182 |  | 0 | 0 | 1 | 86471.54 |  | 0 | 0 | 1 | FALSE | removeChar | 2A | 2A | removeChar | FALSE | CA | CA | CA | SGC | Coal Integrated Gasification Combined Cycle | BIT | FALSE | FALSE | FALSE | OP |  |  |  | 0 | 0 | FALSE | FALSE | FALSE | FALSE |  | 0 | FALSE | FALSE | 1 | 0 |  | 0 | 10 | 0 | 0 | 16 | 2015 | 7242^2A | 7242^2A | 7242^2A | 18454 | Tampa Electric Co | Polk | RC01 | 3 | removeChar | 2A
0 | 0 | 7242 | 7242^5 | combogen^7242^5 | combogencoo^7242^1 | 2B | CC1 | eia860.org | 71393.336 |  | 0 | 0 | 1 | 70844.564 |  | 0 | 0 | 1 | 17133.123 |  | 0 | 0 | 1 | 0 |  | 0 | 1 | 0 | 0 |  | 0 | 0 | 0 | 6063.234 |  | 0 | 0 | 1 | 62710.688 |  | 0 | 0 | 1 | 53166.08 |  | 0 | 0 | 1 | 64919.594 |  | 0 | 0 | 1 | 34301.733 |  | 0 | 0 | 1 | 67215.182 |  | 0 | 0 | 1 | 86471.54 |  | 0 | 0 | 1 | FALSE | removeChar | 2B | 2B | removeChar | FALSE | CA | CA | CA | BIT | Coal Integrated Gasification Combined Cycle | BIT | FALSE | FALSE | FALSE | OP |  |  |  | 0 | 0 | FALSE | FALSE | FALSE | FALSE |  | 0 | FALSE | FALSE | 1 | 0 |  | 0 | 10 | 0 | 0 | 16 | 2015 | 7242^2B | 7242^2B | 7242^2B | 18454 | Tampa Electric Co | Polk | RC01 | 3 | removeChar | 2B
0 | 0 | 7242 | 7242^5 | combogen^7242^5 | combogencoo^7242^1 | 2C | CC1 | eia860.org | 71393.336 |  | 0 | 0 | 1 | 70844.564 |  | 0 | 0 | 1 | 17133.123 |  | 0 | 0 | 1 | 0 |  | 0 | 1 | 0 | 0 |  | 0 | 0 | 0 | 6063.234 |  | 0 | 0 | 1 | 62710.688 |  | 0 | 0 | 1 | 53166.08 |  | 0 | 0 | 1 | 64919.594 |  | 0 | 0 | 1 | 34301.733 |  | 0 | 0 | 1 | 67215.182 |  | 0 | 0 | 1 | 86471.54 |  | 0 | 0 | 1 | FALSE | removeChar | 2C | 2C | removeChar | FALSE | CA | CA | CA | BIT | Coal Integrated Gasification Combined Cycle | BIT | FALSE | FALSE | FALSE | OP |  |  |  | 0 | 0 | FALSE | FALSE | FALSE | FALSE |  | 0 | FALSE | FALSE | 1 | 0 |  | 0 | 10 | 0 | 0 | 16 | 2015 | 7242^2C | 7242^2C | 7242^2C | 18454 | Tampa Electric Co | Polk | RC01 | 3 | removeChar | 2C
0 | 1 | 7242 | 7242^5 | combogen^7242^5 | combogencoo^7242^1 | [100 empty] | 2015 | 7242^NA | 7242^NA | [8 empty] | ./cd/Output/compiled_manualBogens_2015_updated_2022-09-02_LGSmanualEdit.xlsx | 2022-12-04 12:09
combogencoo_cool_type_key |  |  |  | 2015
manualEdit | Plant.Code | bogencoo | LAKE..OF..OC..RC. | RIVER..OF. | POND..OC..RC. | TOWER..RF..RI..RN. | DC | OS
0 | 7242 | combogencoo^7242^1 |  |  | 80 | 20
EIA_BocooAssoc |  |  |  | 2015
| Utility.ID | Utility.Name | Plant.Code | Plant.Name | Boiler.ID | Cooling.ID | Steam.Plant.Type
| 18454 | Tampa Electric Co | 7242 | Polk | 1A | RC01 | 3
| 18454 | Tampa Electric Co | 7242 | Polk | 2B | RC01 | 3
| 18454 | Tampa Electric Co | 7242 | Polk | 2C | RC01 | 3
| 18454 | Tampa Electric Co | 7242 | Polk | 2A | RC01 | 3
| 18454 | Tampa Electric Co | 7242 | Polk | 1B | RC01 | 3
| 18454 | Tampa Electric Co | 7242 | Polk | 1C | RC01 | 3
EIA_CoolingEnviroEquip |  |  |  | 2015
| Utility.ID | Utility.Name | Plant.Code | Plant.Name | State | Cooling.ID | Cooling.Status | Inservice.Month | Inservice.Year | Cooling.Type.1 | Cooling.Type.2 | Cooling.Type.3 | Cooling.Type.4 | Percent.Dry.Cooling | Cooling.Water.Source | Cooling.Water.Discharge | Water.Source.Code | Water.Type.Code | Intake.Rate.at.100...Gallons.per.Minute. | Chlorine.Inservice.Month | Chlorine.Inservice.Year | Pond.Inservice.Month | Pond.Inservice.Year | Pond.Surface.Area..Acres. | Pond.Volume..Acre.Feet. | Tower.Inservice.Month | Tower.Inservice.Year | Tower.Type.1 | Tower.Type.2 | Tower.Type.3 | Tower.Type.4 | Tower.Water.Rate..Gallons.per.Minute. | Power.Requirement..MW. | Cost.Total..Thousand.Dollars. | Cost.Ponds..Thousand.Dollars. | Cost.Towers..Thousand.Dollars. | Cost.Chlorine.Equipment..Thousand.Dollars. | Intake.Distance.Shore..Feet. | Outlet.Distance.Shore..Feet. | Intake.Distance.Surface..Feet. | Outlet.Distance.Surface..Feet. | Steam.Plant.Type
| 18454 | Tampa Electric Co | 7242 | Polk | FL | RC01 | OP | 9 | 1995 | RC | RI |  |  |  | Florida Acquifer | Florida Acquifer | GW | FR | 185367.27 |  |  | 9 | 1995 | 755 | 10741.1 | 1 | 2015 | MW |  |  |  | 63450 | 2.6 | 34300 | 25000 | 9300 |  | 0 | 35 | 15 | 10 | 3
orig_sheet3_key |  |  |  | 2015
| plant_bo | bogen | Plant.Code
| 7242^1A | 7242^1 | 7242
| 7242^1B | 7242^1 | 7242
| 7242^1C | 7242^1 | 7242
| 7242^1CT | 7242^1 | 7242
| 7242^2A | 7242^1 | 7242
| 7242^2B | 7242^1 | 7242
| 7242^2C | 7242^1 | 7242
| 7242^NA | 7242^1 | 7242
auto_sheet3_flags |  |  |  | 2015
| Plant.Code | plant_bo | bogen | missing.from.923 | unmapped_but_in_923 | unmapped | Orphan.Boiler | Boiler.Status | Boiler.ID.NotIn.Assoc | missingPlant.assoc | missingPlant.boilerDesignData.860 | missingPlant.generation.data.923 | missingPlant.boilerFuelData.923 | flag.CACT.missingPair | missing.bf.923 | flag.ST.missing.bf.923 | flag.ST.missing.bf.923.unmapped | flag_RPM | flag_floatingGen | flag_BoilerRetired | flag_Boiler.Status | flag_923bogenCTonly | flagFuelHeat | flag_STassoc_CT_CS_CA | flag_CSassociation | flagFH_no_NG_January | flagNG_no_FH_January | flagFuelHeat_January | flagFH_no_NG_February | flagNG_no_FH_February | flagFuelHeat_February | flagFH_no_NG_March | flagNG_no_FH_March | flagFuelHeat_March | flagFH_no_NG_April | flagNG_no_FH_April | flagFuelHeat_April | flagFH_no_NG_May | flagNG_no_FH_May | flagFuelHeat_May | flagFH_no_NG_June | flagNG_no_FH_June | flagFuelHeat_June | flagFH_no_NG_July | flagNG_no_FH_July | flagFuelHeat_July | flagFH_no_NG_August | flagNG_no_FH_August | flagFuelHeat_August | flagFH_no_NG_September | flagNG_no_FH_September | flagFuelHeat_September | flagFH_no_NG_October | flagNG_no_FH_October | flagFuelHeat_October | flagFH_no_NG_November | flagNG_no_FH_November | flagFuelHeat_November | flagFH_no_NG_December | flagNG_no_FH_December | flagFuelHeat_December | flag_ManualPlant | flag_MisMatch
| 7242 | 7242^1A | 7242^5 | 0 | 0 | 0 | 0 | 0 | 0 | 0 | 0 | 0 | 0 | 0 | 0 | 0 | 0 | 0 | 0 | 0 | 0 | 0 | 1 | 0 | 0 | 0 | 0 | 1 | 0 | 0 | 1 | 0 | 0 | 1 | 1 | 0 | 0 | 0 | 0 | 0 | 0 | 0 | 1 | 0 | 0 | 1 | 0 | 0 | 1 | 0 | 0 | 1 | 0 | 0 | 1 | 0 | 0 | 1 | 0 | 0 | 1 | 1 | 0
| 7242 | 7242^1B | 7242^5 | 0 | 0 | 0 | 0 | 0 | 0 | 0 | 0 | 0 | 0 | 0 | 0 | 0 | 0 | 0 | 0 | 0 | 0 | 0 | 1 | 0 | 0 | 0 | 0 | 1 | 0 | 0 | 1 | 0 | 0 | 1 | 1 | 0 | 0 | 0 | 0 | 0 | 0 | 0 | 1 | 0 | 0 | 1 | 0 | 0 | 1 | 0 | 0 | 1 | 0 | 0 | 1 | 0 | 0 | 1 | 0 | 0 | 1 | 1 | 0
| 7242 | 7242^1C | 7242^5 | 0 | 0 | 0 | 0 | 0 | 0 | 0 | 0 | 0 | 0 | 0 | 0 | 0 | 0 | 0 | 0 | 0 | 0 | 0 | 1 | 0 | 0 | 0 | 0 | 1 | 0 | 0 | 1 | 0 | 0 | 1 | 1 | 0 | 0 | 0 | 0 | 0 | 0 | 0 | 1 | 0 | 0 | 1 | 0 | 0 | 1 | 0 | 0 | 1 | 0 | 0 | 1 | 0 | 0 | 1 | 0 | 0 | 1 | 1 | 0
| 7242 | 7242^1CT | 7242^5 | 0 | 0 | 0 | 0 | 0 | 1 | 0 | 0 | 0 | 0 | 0 | 0 | 0 | 0 | 0 | 0 | 0 | 0 | 0 | 1 | 0 | 0 | 0 | 0 | 1 | 0 | 0 | 1 | 0 | 0 | 1 | 1 | 0 | 0 | 0 | 0 | 0 | 0 | 0 | 1 | 0 | 0 | 1 | 0 | 0 | 1 | 0 | 0 | 1 | 0 | 0 | 1 | 0 | 0 | 1 | 0 | 0 | 1 | 1 | 0
| 7242 | 7242^2A | 7242^5 | 0 | 0 | 0 | 0 | 0 | 0 | 0 | 0 | 0 | 0 | 0 | 0 | 0 | 0 | 0 | 0 | 0 | 0 | 0 | 1 | 0 | 0 | 0 | 0 | 1 | 0 | 0 | 1 | 0 | 0 | 1 | 1 | 0 | 0 | 0 | 0 | 0 | 0 | 0 | 1 | 0 | 0 | 1 | 0 | 0 | 1 | 0 | 0 | 1 | 0 | 0 | 1 | 0 | 0 | 1 | 0 | 0 | 1 | 1 | 0
| 7242 | 7242^2B | 7242^5 | 0 | 0 | 0 | 0 | 0 | 0 | 0 | 0 | 0 | 0 | 0 | 0 | 0 | 0 | 0 | 0 | 0 | 0 | 0 | 1 | 0 | 0 | 0 | 0 | 1 | 0 | 0 | 1 | 0 | 0 | 1 | 1 | 0 | 0 | 0 | 0 | 0 | 0 | 0 | 1 | 0 | 0 | 1 | 0 | 0 | 1 | 0 | 0 | 1 | 0 | 0 | 1 | 0 | 0 | 1 | 0 | 0 | 1 | 1 | 0
| 7242 | 7242^2C | 7242^5 | 0 | 0 | 0 | 0 | 0 | 0 | 0 | 0 | 0 | 0 | 0 | 0 | 0 | 0 | 0 | 0 | 0 | 0 | 0 | 1 | 0 | 0 | 0 | 0 | 1 | 0 | 0 | 1 | 0 | 0 | 1 | 1 | 0 | 0 | 0 | 0 | 0 | 0 | 0 | 1 | 0 | 0 | 1 | 0 | 0 | 1 | 0 | 0 | 1 | 0 | 0 | 1 | 0 | 0 | 1 | 0 | 0 | 1 | 1 | 0
auto_sheet3_key |  |  |  | 2015
manualBogenEdit | Plant.Code | bogen | Boiler.ID | Unit.Code | bga.source | Boiler.ID.Total.Fuel.Heat.January | PlantLine.Total.Fuel.Heat.January | flagNG_no_FH_January | flagFH_no_NG_January | flagFuelHeat_January | Boiler.ID.Total.Fuel.Heat.February | PlantLine.Total.Fuel.Heat.February | flagNG_no_FH_February | flagFH_no_NG_February | flagFuelHeat_February | Boiler.ID.Total.Fuel.Heat.March | PlantLine.Total.Fuel.Heat.March | flagNG_no_FH_March | flagFH_no_NG_March | flagFuelHeat_March | Boiler.ID.Total.Fuel.Heat.April | PlantLine.Total.Fuel.Heat.April | flagNG_no_FH_April | flagFH_no_NG_April | flagFuelHeat_April | Boiler.ID.Total.Fuel.Heat.May | PlantLine.Total.Fuel.Heat.May | flagNG_no_FH_May | flagFH_no_NG_May | flagFuelHeat_May | Boiler.ID.Total.Fuel.Heat.June | PlantLine.Total.Fuel.Heat.June | flagNG_no_FH_June | flagFH_no_NG_June | flagFuelHeat_June | Boiler.ID.Total.Fuel.Heat.July | PlantLine.Total.Fuel.Heat.July | flagNG_no_FH_July | flagFH_no_NG_July | flagFuelHeat_July | Boiler.ID.Total.Fuel.Heat.August | PlantLine.Total.Fuel.Heat.August | flagNG_no_FH_August | flagFH_no_NG_August | flagFuelHeat_August | Boiler.ID.Total.Fuel.Heat.September | PlantLine.Total.Fuel.Heat.September | flagNG_no_FH_September | flagFH_no_NG_September | flagFuelHeat_September | Boiler.ID.Total.Fuel.Heat.October | PlantLine.Total.Fuel.Heat.October | flagNG_no_FH_October | flagFH_no_NG_October | flagFuelHeat_October | Boiler.ID.Total.Fuel.Heat.November | PlantLine.Total.Fuel.Heat.November | flagNG_no_FH_November | flagFH_no_NG_November | flagFuelHeat_November | Boiler.ID.Total.Fuel.Heat.December | PlantLine.Total.Fuel.Heat.December | flagNG_no_FH_December | flagFH_no_NG_December | flagFuelHeat_December | missing.from.923 | flagBoiler.ID_assoc | orig_Boiler.ID_assoc | orig_Boiler.ID_bf.923 | flagBoiler.ID_bf.923 | missing.bf.923 | Reported.Prime.Mover_bf.923 | Reported.Prime.Mover_923 | Reported.Prime.Mover_860 | Reported.Fuel.Type.Code | Technology | Energy.Source.1 | unmapped_but_in_923 | unmapped | Orphan.Boiler | Boiler.Status | Boiler.Retirement.Year | Boiler.Retirement.Month | flag_BoilerRetired | flag_Boiler.Status | Boiler.ID.NotIn.Assoc | missingPlant.assoc | missingPlant.boilerDesignData.860 | missingPlant.generation.data.923 | missingPlant.boilerFuelData.923 | Reported.Prime.Mover_page1 | flag.ST.missing.bf.923 | flag.CACT.missingPair | flag_923bogenCTonly | flag.NGCC.badFuel | flag.ST.missing.bf.923.unmapped | flag_RPM | flag_floatingGen | flagFuelHeat | flag_STassoc_CT_CS_CA | flag_CSassociation | countFlags | YEAR | plant_bo | plant_bo_bf.923 | plant_bo_assoc | manualBogenEditFileName | manualBogenEditDateTime
0 | 7242 | 7242^5 | 1A | CC1 | eia860.org | 71393.336 |  | 0 | 0 | 1 | 70844.564 |  | 0 | 0 | 1 | 17133.123 |  | 0 | 0 | 1 | 0 |  | 0 | 1 | 0 | 0 |  | 0 | 0 | 0 | 6063.234 |  | 0 | 0 | 1 | 62710.688 |  | 0 | 0 | 1 | 53166.08 |  | 0 | 0 | 1 | 64919.594 |  | 0 | 0 | 1 | 34301.733 |  | 0 | 0 | 1 | 67215.182 |  | 0 | 0 | 1 | 86471.54 |  | 0 | 0 | 1 | FALSE | removeChar | 1A | 1A | removeChar | FALSE | CA | CA | CA | SGC | Coal Integrated Gasification Combined Cycle | BIT | FALSE | FALSE | FALSE | OP |  |  |  | 0 | 0 | FALSE | FALSE | FALSE | FALSE |  | 0 | FALSE | FALSE | 1 | 0 |  | 0 | 10 | 0 | 0 | 16 | 2015 | 7242^1A | 7242^1A | 7242^1A
0 | 7242 | 7242^5 | 1B | CC1 | eia860.org | 71393.336 |  | 0 | 0 | 1 | 70844.564 |  | 0 | 0 | 1 | 17133.123 |  | 0 | 0 | 1 | 0 |  | 0 | 1 | 0 | 0 |  | 0 | 0 | 0 | 6063.234 |  | 0 | 0 | 1 | 62710.688 |  | 0 | 0 | 1 | 53166.08 |  | 0 | 0 | 1 | 64919.594 |  | 0 | 0 | 1 | 34301.733 |  | 0 | 0 | 1 | 67215.182 |  | 0 | 0 | 1 | 86471.54 |  | 0 | 0 | 1 | FALSE | removeChar | 1B | 1B | removeChar | FALSE | CA | CA | CA | SGC | Coal Integrated Gasification Combined Cycle | BIT | FALSE | FALSE | FALSE | OP |  |  |  | 0 | 0 | FALSE | FALSE | FALSE | FALSE |  | 0 | FALSE | FALSE | 1 | 0 |  | 0 | 10 | 0 | 0 | 16 | 2015 | 7242^1B | 7242^1B | 7242^1B
0 | 7242 | 7242^5 | 1C | CC1 | eia860.org | 71393.336 |  | 0 | 0 | 1 | 70844.564 |  | 0 | 0 | 1 | 17133.123 |  | 0 | 0 | 1 | 0 |  | 0 | 1 | 0 | 0 |  | 0 | 0 | 0 | 6063.234 |  | 0 | 0 | 1 | 62710.688 |  | 0 | 0 | 1 | 53166.08 |  | 0 | 0 | 1 | 64919.594 |  | 0 | 0 | 1 | 34301.733 |  | 0 | 0 | 1 | 67215.182 |  | 0 | 0 | 1 | 86471.54 |  | 0 | 0 | 1 | FALSE | removeChar | 1C | 1C | removeChar | FALSE | CA | CA | CA | SGC | Coal Integrated Gasification Combined Cycle | BIT | FALSE | FALSE | FALSE | OP |  |  |  | 0 | 0 | FALSE | FALSE | FALSE | FALSE |  | 0 | FALSE | FALSE | 1 | 0 |  | 0 | 10 | 0 | 0 | 16 | 2015 | 7242^1C | 7242^1C | 7242^1C
0 | 7242 | 7242^5 | 1CT | CC1 | eia860.org | 1213419.856 |  | 0 | 0 | 1 | 1098515.086 |  | 0 | 0 | 1 | 352011.846 |  | 0 | 0 | 1 | 3175.815 |  | 0 | 1 | 0 | 548801.4 |  | 0 | 0 | 0 | 815478.113 |  | 0 | 0 | 1 | 966593.037 |  | 0 | 0 | 1 | 698480.221 |  | 0 | 0 | 1 | 1064540.508 |  | 0 | 0 | 1 | 519633.296 |  | 0 | 0 | 1 | 1143441.673 |  | 0 | 0 | 1 | 1161680.072 |  | 0 | 0 | 1 | FALSE |  |  | 1CT | removeChar | FALSE | CT | CA | CA | SGC | Coal Integrated Gasification Combined Cycle | BIT | FALSE | FALSE | FALSE |  |  |  |  | 0 | 1 | FALSE | FALSE | FALSE | FALSE |  | 0 | FALSE | FALSE | 1 | 0 |  | 0 | 10 | 0 | 0 | 16 | 2015 | 7242^1CT | 7242^1CT | 7242^NA
0 | 7242 | 7242^5 | 2A | CC1 | eia860.org | 71393.336 |  | 0 | 0 | 1 | 70844.564 |  | 0 | 0 | 1 | 17133.123 |  | 0 | 0 | 1 | 0 |  | 0 | 1 | 0 | 0 |  | 0 | 0 | 0 | 6063.234 |  | 0 | 0 | 1 | 62710.688 |  | 0 | 0 | 1 | 53166.08 |  | 0 | 0 | 1 | 64919.594 |  | 0 | 0 | 1 | 34301.733 |  | 0 | 0 | 1 | 67215.182 |  | 0 | 0 | 1 | 86471.54 |  | 0 | 0 | 1 | FALSE | removeChar | 2A | 2A | removeChar | FALSE | CA | CA | CA | SGC | Coal Integrated Gasification Combined Cycle | BIT | FALSE | FALSE | FALSE | OP |  |  |  | 0 | 0 | FALSE | FALSE | FALSE | FALSE |  | 0 | FALSE | FALSE | 1 | 0 |  | 0 | 10 | 0 | 0 | 16 | 2015 | 7242^2A | 7242^2A | 7242^2A
0 | 7242 | 7242^5 | 2B | CC1 | eia860.org | 71393.336 |  | 0 | 0 | 1 | 70844.564 |  | 0 | 0 | 1 | 17133.123 |  | 0 | 0 | 1 | 0 |  | 0 | 1 | 0 | 0 |  | 0 | 0 | 0 | 6063.234 |  | 0 | 0 | 1 | 62710.688 |  | 0 | 0 | 1 | 53166.08 |  | 0 | 0 | 1 | 64919.594 |  | 0 | 0 | 1 | 34301.733 |  | 0 | 0 | 1 | 67215.182 |  | 0 | 0 | 1 | 86471.54 |  | 0 | 0 | 1 | FALSE | removeChar | 2B | 2B | removeChar | FALSE | CA | CA | CA | BIT | Coal Integrated Gasification Combined Cycle | BIT | FALSE | FALSE | FALSE | OP |  |  |  | 0 | 0 | FALSE | FALSE | FALSE | FALSE |  | 0 | FALSE | FALSE | 1 | 0 |  | 0 | 10 | 0 | 0 | 16 | 2015 | 7242^2B | 7242^2B | 7242^2B
0 | 7242 | 7242^5 | 2C | CC1 | eia860.org | 71393.336 |  | 0 | 0 | 1 | 70844.564 |  | 0 | 0 | 1 | 17133.123 |  | 0 | 0 | 1 | 0 |  | 0 | 1 | 0 | 0 |  | 0 | 0 | 0 | 6063.234 |  | 0 | 0 | 1 | 62710.688 |  | 0 | 0 | 1 | 53166.08 |  | 0 | 0 | 1 | 64919.594 |  | 0 | 0 | 1 | 34301.733 |  | 0 | 0 | 1 | 67215.182 |  | 0 | 0 | 1 | 86471.54 |  | 0 | 0 | 1 | FALSE | removeChar | 2C | 2C | removeChar | FALSE | CA | CA | CA | BIT | Coal Integrated Gasification Combined Cycle | BIT | FALSE | FALSE | FALSE | OP |  |  |  | 0 | 0 | FALSE | FALSE | FALSE | FALSE |  | 0 | FALSE | FALSE | 1 | 0 |  | 0 | 10 | 0 | 0 | 16 | 2015 | 7242^2C | 7242^2C | 7242^2C
1 | 7242 | 7242^5 | [100 empty] | 2015 | 7242^NA | 7242^NA |  | ./cd/Output/compiled_manualBogens_2015_updated_2022-09-02_LGSmanualEdit.xlsx | 2022-12-04 12:09
orig_sheet4_key |  |  |  | 2015
| plant_gen | bogen | Plant.Code
| 7242^1CA | 7242^1 | 7242
| 7242^1CT | 7242^1 | 7242
auto_sheet4_flags |  |  |  | 2015
| Plant.Code | plant_gen | bogen | missing.from.923 | Generator.Status | Orphan.Generator | unmapped_but_in_923 | unmapped | missingPlant.assoc | missingPlant.generator.data.860 | missingPlant.generation.data.923 | flag.CACT.missingPair | missing.bf.923 | missing.generation.data | flag.ST.missing.bf.923 | flag.ST.missing.bf.923.unmapped | flag_RPM | flag_floatingGen | flag_GeneratorRetired | flag_Generator.Status | flag_923bogenCTonly | flagFuelHeat | flag_STassoc_CT_CS_CA | flag_CSassociation | flagNetGenWithoutFuelHeat | flagFuelHeatWithoutNetGen | flagFH_no_NG_January | flagNG_no_FH_January | flagFuelHeat_January | flagFH_no_NG_February | flagNG_no_FH_February | flagFuelHeat_February | flagFH_no_NG_March | flagNG_no_FH_March | flagFuelHeat_March | flagFH_no_NG_April | flagNG_no_FH_April | flagFuelHeat_April | flagFH_no_NG_May | flagNG_no_FH_May | flagFuelHeat_May | flagFH_no_NG_June | flagNG_no_FH_June | flagFuelHeat_June | flagFH_no_NG_July | flagNG_no_FH_July | flagFuelHeat_July | flagFH_no_NG_August | flagNG_no_FH_August | flagFuelHeat_August | flagFH_no_NG_September | flagNG_no_FH_September | flagFuelHeat_September | flagFH_no_NG_October | flagNG_no_FH_October | flagFuelHeat_October | flagFH_no_NG_November | flagNG_no_FH_November | flagFuelHeat_November | flagFH_no_NG_December | flagNG_no_FH_December | flagFuelHeat_December | flag_ManualPlant | flag_MisMatch
| 7242 | 7242^1CA | 7242^5 | 0 | 0 | 0 | 0 | 0 | 0 | 0 | 0 | 0 | 0 | 0 | 0 | 0 | 0 | 0 | 0 | 0 | 0 | 1 | 0 | 0 | 0 | 1 | 0 | 0 | 1 | 0 | 0 | 1 | 0 | 0 | 1 | 1 | 0 | 0 | 0 | 0 | 0 | 0 | 0 | 1 | 0 | 0 | 1 | 0 | 0 | 1 | 0 | 0 | 1 | 0 | 0 | 1 | 0 | 0 | 1 | 0 | 0 | 1 | 1 | 0
| 7242 | 7242^1CT | 7242^5 | 0 | 0 | 0 | 0 | 0 | 0 | 0 | 0 | 0 | 0 | 0 | 0 | 0 | 0 | 0 | 0 | 0 | 0 | 1 | 0 | 0 | 0 | 1 | 0 | 0 | 1 | 0 | 0 | 1 | 0 | 0 | 1 | 1 | 0 | 0 | 0 | 0 | 0 | 0 | 0 | 1 | 0 | 0 | 1 | 0 | 0 | 1 | 0 | 0 | 1 | 0 | 0 | 1 | 0 | 0 | 1 | 0 | 0 | 1 | 1 | 0
auto_sheet4_key |  |  |  | 2015
manualBogenEdit | Plant.Code | Generator.ID | bogen | Unit.Code | bga.source | Net.Generation.mwh | Generator.ID.Total.Net.Generation.January | PlantLine.Total.Fuel.Heat.January | PlantLine.Total.Net.Generation.January | flagNG_no_FH_January | flagFH_no_NG_January | flagFuelHeat_January | Generator.ID.Total.Net.Generation.February | PlantLine.Total.Fuel.Heat.February | PlantLine.Total.Net.Generation.February | flagNG_no_FH_February | flagFH_no_NG_February | flagFuelHeat_February | Generator.ID.Total.Net.Generation.March | PlantLine.Total.Fuel.Heat.March | PlantLine.Total.Net.Generation.March | flagNG_no_FH_March | flagFH_no_NG_March | flagFuelHeat_March | Generator.ID.Total.Net.Generation.April | PlantLine.Total.Fuel.Heat.April | PlantLine.Total.Net.Generation.April | flagNG_no_FH_April | flagFH_no_NG_April | flagFuelHeat_April | Generator.ID.Total.Net.Generation.May | PlantLine.Total.Fuel.Heat.May | PlantLine.Total.Net.Generation.May | flagNG_no_FH_May | flagFH_no_NG_May | flagFuelHeat_May | Generator.ID.Total.Net.Generation.June | PlantLine.Total.Fuel.Heat.June | PlantLine.Total.Net.Generation.June | flagNG_no_FH_June | flagFH_no_NG_June | flagFuelHeat_June | Generator.ID.Total.Net.Generation.July | PlantLine.Total.Fuel.Heat.July | PlantLine.Total.Net.Generation.July | flagNG_no_FH_July | flagFH_no_NG_July | flagFuelHeat_July | Generator.ID.Total.Net.Generation.August | PlantLine.Total.Fuel.Heat.August | PlantLine.Total.Net.Generation.August | flagNG_no_FH_August | flagFH_no_NG_August | flagFuelHeat_August | Generator.ID.Total.Net.Generation.September | PlantLine.Total.Fuel.Heat.September | PlantLine.Total.Net.Generation.September | flagNG_no_FH_September | flagFH_no_NG_September | flagFuelHeat_September | Generator.ID.Total.Net.Generation.October | PlantLine.Total.Fuel.Heat.October | PlantLine.Total.Net.Generation.October | flagNG_no_FH_October | flagFH_no_NG_October | flagFuelHeat_October | Generator.ID.Total.Net.Generation.November | PlantLine.Total.Fuel.Heat.November | PlantLine.Total.Net.Generation.November | flagNG_no_FH_November | flagFH_no_NG_November | flagFuelHeat_November | Generator.ID.Total.Net.Generation.December | PlantLine.Total.Fuel.Heat.December | PlantLine.Total.Net.Generation.December | flagNG_no_FH_December | flagFH_no_NG_December | flagFuelHeat_December | missing.from.923 | orig_Generator.ID_923 | flagGenerator.ID_923 | orig_Generator.ID_860 | flagGenerator.ID_860 | flagGenerator.ID_assoc | orig_Generator.ID_assoc | missing.bf.923 | Reported.Prime.Mover_bf.923 | Reported.Prime.Mover_923 | Reported.Prime.Mover_860 | Reported.Fuel.Type.Code | Technology | Energy.Source.1 | Generator.Status | Orphan.Generator | unmapped_but_in_923 | unmapped | flag_Generator.Status | Generator.Retirement.Year | Generator.Retirement.Month | flag_GeneratorRetired | missingPlant.assoc | missingPlant.generator.data.860 | missingPlant.generation.data.923 | Reported.Prime.Mover_page1 | flag.ST.missing.bf.923 | flag.CACT.missingPair | flag_923bogenCTonly | flag.NGCC.badFuel | flag.ST.missing.bf.923.unmapped | flag_RPM | flag_floatingGen | flagNetGenWithoutFuelHeat | flagFuelHeatWithoutNetGen | flagFuelHeat | flag_STassoc_CT_CS_CA | flag_CSassociation | countFlags | YEAR | plant_gen | plant_gen.923 | plant_gen.860 | plant_gen_assoc | missing.generation.data | manualBogenEditFileName | manualBogenEditDateTime
0 | 7242 | 1CA | 7242^5 | CC1 | eia860.org | 612170 | 87532 |  |  | 0 | 0 | 1 | 77242 |  |  | 0 | 0 | 1 | 20364 |  |  | 0 | 0 | 1 | 0 |  |  | 0 | 1 | 0 | 17817 |  |  | 0 | 0 | 0 | 30189 |  |  | 0 | 0 | 1 | 67392 |  |  | 0 | 0 | 1 | 46348 |  |  | 0 | 0 | 1 | 73067 |  |  | 0 | 0 | 1 | 36316 |  |  | 0 | 0 | 1 | 75172 |  |  | 0 | 0 | 1 | 80731 |  |  | 0 | 0 | 1 | FALSE | 1CA | removeChar | 1CA | removeChar | removeChar | 1CA | FALSE | CA | CA | CA | SGC | Coal Integrated Gasification Combined Cycle | BIT | OP | FALSE | FALSE | FALSE | 0 |  |  |  | FALSE | FALSE | FALSE |  | 0 | FALSE | FALSE | 1 | 0 |  | 0 | 0 | 1 | 10 | 0 | 0 | 16 | 2015 | 7242^1CA | 7242^1CA | 7242^1CA | 7242^1CA | FALSE
0 | 7242 | 1CT | 7242^5 | CC1 | string_assn | 625214 | 77095 |  |  | 0 | 0 | 1 | 70628 |  |  | 0 | 0 | 1 | 23307 |  |  | 0 | 0 | 1 | -4977 |  |  | 0 | 1 | 0 | 42540 |  |  | 0 | 0 | 0 | 58959 |  |  | 0 | 0 | 1 | 66529 |  |  | 0 | 0 | 1 | 44762 |  |  | 0 | 0 | 1 | 68167 |  |  | 0 | 0 | 1 | 29782 |  |  | 0 | 0 | 1 | 73883 |  |  | 0 | 0 | 1 | 74539 |  |  | 0 | 0 | 1 | FALSE | 1CT | removeChar | 1CT | removeChar |  |  | FALSE | CA | CT | CT | BIT | Coal Integrated Gasification Combined Cycle | SGC | OP | FALSE | FALSE | FALSE | 0 |  |  |  | FALSE | FALSE | FALSE |  | 0 | FALSE | FALSE | 1 | 0 |  | 0 | 0 | 1 | 10 | 0 | 0 | 16 | 2015 | 7242^1CT | 7242^1CT | 7242^1CT | 7242^NA | FALSE
EIA_associationTable |  |  |  | 2015
| Utility.ID | Utility.Name | Plant.Code | Plant.Name | Boiler.ID | Generator.ID | Steam.Plant.Type
| 18454 | Tampa Electric Co | 7242 | Polk | 1C | 1CA | 3
| 18454 | Tampa Electric Co | 7242 | Polk | 2B | 1CA | 3
| 18454 | Tampa Electric Co | 7242 | Polk | 2C | 1CA | 3
| 18454 | Tampa Electric Co | 7242 | Polk | 1A | 1CA | 3
| 18454 | Tampa Electric Co | 7242 | Polk | 2A | 1CA | 3
| 18454 | Tampa Electric Co | 7242 | Polk | 1B | 1CA | 3
generator.data.860 |  |  |  | 2015
| Utility.ID | Utility.Name | Plant.Code | Plant.Name | State | County | Generator.ID | Technology | Prime.Mover | Unit.Code | Ownership | Duct.Burners | Can.Bypass.Heat.Recovery.Steam.Generator. | RTO.ISO.LMP.Node.Designation | RTO.ISO.Location.Designation.for.Reporting.Wholesale.Sales.Data.to.FERC | Nameplate.Capacity..MW. | Nameplate.Power.Factor | Summer.Capacity..MW. | Winter.Capacity..MW. | Minimum.Load..MW. | Uprate.or.Derate.Completed.During.Year | Month.Uprate.or.Derate.Completed | Year.Uprate.or.Derate.Completed | Status | Synchronized.to.Transmission.Grid | Operating.Month | Operating.Year | Planned.Retirement.Month | Planned.Retirement.Year | Associated.with.Combined.Heat.and.Power.System | Sector.Name | Sector | Topping.or.Bottoming | Energy.Source.1 | Energy.Source.2 | Energy.Source.3 | Energy.Source.4 | Energy.Source.5 | Energy.Source.6 | Startup.Source.1 | Startup.Source.2 | Startup.Source.3 | Startup.Source.4 | Solid.Fuel.Gasification.System. | Carbon.Capture.Technology. | Turbines..Inverters..or.Hydrokinetic.Buoys | Time.from.Cold.Shutdown.to.Full.Load | Fluidized.Bed.Technology. | Pulverized.Coal.Technology. | Stoker.Technology. | Other.Combustion.Technology. | Subcritical.Technology. | Supercritical.Technology. | Ultrasupercritical.Technology. | Planned.Net.Summer.Capacity.Uprate..MW. | Planned.Net.Winter.Capacity.Uprate..MW. | Planned.Uprate.Month | Planned.Uprate.Year | Planned.Net.Summer.Capacity.Derate..MW. | Planned.Net.Winter.Capacity.Derate..MW. | Planned.Derate.Month | Planned.Derate.Year | Planned.New.Prime.Mover | Planned.Energy.Source.1 | Planned.New.Nameplate.Capacity..MW. | Planned.Repower.Month | Planned.Repower.Year | Other.Planned.Modifications. | Other.Modifications.Month | Other.Modifications.Year | Cofire.Fuels. | Switch.Between.Oil.and.Natural.Gas.
| 18454 | Tampa Electric Co | 7242 | Polk | FL | Polk | 1CA | Coal Integrated Gasification Combined Cycle | CA | CC1 | S | N | X |  |  | 133.4 | 0.85 | 59 | 59 | 33 | N |  |  | OP | X | 9 | 1996 |  |  | N | Electric Utility | 1 | X | BIT | SGC | NG | [7 empty] | Y |  |  | OVER | N | N |  | Y | Y | N | [17 empty] | N | N
| 18454 | Tampa Electric Co | 7242 | Polk | FL | Polk | 1CT | Coal Integrated Gasification Combined Cycle | CT | CC1 | S | X | N |  |  | 192.9 | 0.86 | 161 | 161 | 89 | N |  |  | OP | X | 9 | 1996 |  |  | N | Electric Utility | 1 | X | SGC | BIT | NG | [7 empty] | Y |  |  | OVER | N | N |  | Y | Y | [18 empty] | N | N
| 18454 | Tampa Electric Co | 7242 | Polk | FL | Polk | 2 | Natural Gas Fired Combined Cycle | CT | CC2 | S | X | X |  |  | 175.8 | 0.9 | 151 | 183 | 89 | N |  |  | OP | X | 7 | 2000 |  |  | N | Electric Utility | 1 | X | NG | DFO | [8 empty] | N |  |  | 1H | [23 empty] | N | Y
| 18454 | Tampa Electric Co | 7242 | Polk | FL | Polk | 3 | Natural Gas Fired Combined Cycle | CT | CC2 | S | X | X |  |  | 175.8 | 0.9 | 151 | 183 | 89 | N |  |  | OP | X | 4 | 2002 |  |  | N | Electric Utility | 1 | X | NG | DFO | [8 empty] | N |  |  | 1H | [23 empty] | N | Y
| 18454 | Tampa Electric Co | 7242 | Polk | FL | Polk | 4 | Natural Gas Fired Combined Cycle | CT | CC2 | S | X | X |  |  | 175.8 | 0.85 | 151 | 183 | 89 | N |  |  | OP | X | 3 | 2007 |  |  | N | Electric Utility | 1 | X | NG | [9 empty] | N |  |  | 1H
| 18454 | Tampa Electric Co | 7242 | Polk | FL | Polk | 5 | Natural Gas Fired Combined Cycle | CT | CC2 | S | X | X |  |  | 175.8 | 0.85 | 151 | 183 | 89 | N |  |  | OP | X | 4 | 2007 |  |  | N | Electric Utility | 1 | X | NG | [9 empty] | N |  |  | 1H
retiredGenerators.860 |  |  |  | 2015
| Utility.ID | Utility.Name | Plant.Code | Plant.Name | State | County | Generator.ID | Technology | Prime.Mover | Unit.Code | Ownership | Duct.Burners | Can.Bypass.Heat.Recovery.Steam.Generator. | RTO.ISO.LMP.Node.Designation | RTO.ISO.Location.Designation.for.Reporting.Wholesale.Sales.Data.to.FERC | Nameplate.Capacity..MW. | Nameplate.Power.Factor | Summer.Capacity..MW. | Winter.Capacity..MW. | Minimum.Load..MW. | Uprate.or.Derate.Completed.During.Year | Month.Uprate.or.Derate.Completed | Year.Uprate.or.Derate.Completed | Status | Synchronized.to.Transmission.Grid | Operating.Month | Operating.Year | Retirement.Month | Retirement.Year | Associated.with.Combined.Heat.and.Power.System | Sector.Name | Sector | Topping.or.Bottoming | Energy.Source.1 | Energy.Source.2 | Energy.Source.3 | Energy.Source.4 | Energy.Source.5 | Energy.Source.6 | Startup.Source.1 | Startup.Source.2 | Startup.Source.3 | Startup.Source.4 | Solid.Fuel.Gasification.System. | Carbon.Capture.Technology. | Turbines..Inverters..or.Hydrokinetic.Buoys | Time.from.Cold.Shutdown.to.Full.Load | Fluidized.Bed.Technology. | Pulverized.Coal.Technology. | Stoker.Technology. | Other.Combustion.Technology. | Subcritical.Technology. | Supercritical.Technology. | Ultrasupercritical.Technology. | Cofire.Fuels. | Switch.Between.Oil.and.Natural.Gas.
| 18454 | Tampa Electric Co | 7242 | Polk | FL | Polk | 6 | Natural Gas Fired Combined Cycle | CC |  | S | N | N |  |  | 600 |  | 459 | 463 |  |  |  |  | IP | X |  |  |  |  | N | Electric Utility | 1 | X | NG | [9 empty] | Y | [11 empty] | N
| 18454 | Tampa Electric Co | 7242 | Polk | FL | Polk | 7 | Natural Gas Fired Combustion Turbine | GT |  | S | X | X |  |  | 195.8 |  | 155 | 180 |  |  |  |  | IP | X |  |  |  |  | N | Electric Utility | 1 | X | NG | [9 empty] | N
| 18454 | Tampa Electric Co | 7242 | Polk | FL | Polk | 8 | Natural Gas Fired Combustion Turbine | GT |  | S | X | X |  |  | 600 |  | 459 | 463 |  |  |  |  | IP | X |  |  |  |  | N | Electric Utility | 1 | X | NG | [9 empty] | N
| 18454 | Tampa Electric Co | 7242 | Polk | FL | Polk | 9 | Natural Gas Fired Combined Cycle | CA |  | S | N | X |  |  | 463 |  | 459 | 463 |  |  |  |  | IP | X |  |  |  |  | N | Electric Utility | 1 | X | NG | [9 empty] | N
Boiler_InfoDesign_Parameters.860 |  |  |  | 2015
| Utility.ID | Utility.Name | Plant.Code | Plant.Name | State | Boiler.ID | Boiler.Status | Type.of.Boiler | Inservice.Month | Inservice.Year | Retirement.Month | Retirement.Year | Firing.Type.1 | Firing.Type.2 | Firing.Type.3 | Max.Steam.Flow..Thousand.Pounds.per.Hour. | Firing.Rate.Using.Coal..0.1.Tons.per.Hour. | Firing.Rate.Using.Petroleum..0.1.Barrels.per.Hour. | Firing.Rate.Using.Gas..0.1.MCF.per.Hour. | Firing.Rate.Using.Other.Fuels | Waste.Heat.Input..Million.BTU.per.Hour. | Primary.Fuel.1 | Primary.Fuel.2 | Primary.Fuel.3 | Primary.Fuel.4 | Turndown.Ratio | Efficiency.100..Load | Efficiency.50..Load | Air.Flow.100..Load..Cubic.Feet.per.Minute. | Wet.Dry.Bottom | Fly.Ash.Reinjection | Steam.Plant.Type | missingData
| 18454 | Tampa Electric Co | 7242 | Polk | FL | 1A | OP | [24 empty] | 3 | 2
| 18454 | Tampa Electric Co | 7242 | Polk | FL | 1B | OP | [24 empty] | 3 | 2
| 18454 | Tampa Electric Co | 7242 | Polk | FL | 1C | OP | [24 empty] | 3 | 2
| 18454 | Tampa Electric Co | 7242 | Polk | FL | 2A | OP | [24 empty] | 3 | 2
| 18454 | Tampa Electric Co | 7242 | Polk | FL | 2B | OP | [24 empty] | 3 | 2
| 18454 | Tampa Electric Co | 7242 | Polk | FL | 2C | OP | [24 empty] | 3 | 2
boilerFuelData_923 |  |  |  | 2015
| Plant.Code | Combined.Heat.And..Power.Plant | Plant.Name | Operator.Name | Operator.Id | Plant.State | Census.Region | NERC.Region | NAICS.Code | Sector.Number | Sector.Name | Boiler.ID | Reported.Prime.Mover | Reported.Fuel.Type.Code | Physical.Unit.Label | Quantity.Of.Fuel.Consumed.January | Quantity.Of.Fuel.Consumed.February | Quantity.Of.Fuel.Consumed.March | Quantity.Of.Fuel.Consumed.April | Quantity.Of.Fuel.Consumed.May | Quantity.Of.Fuel.Consumed.June | Quantity.Of.Fuel.Consumed.July | Quantity.Of.Fuel.Consumed.August | Quantity.Of.Fuel.Consumed.September | Quantity.Of.Fuel.Consumed.October | Quantity.Of.Fuel.Consumed.November | Quantity.Of.Fuel.Consumed.December | MMbtu.Per.Unit.January | MMbtu.Per.Unit.February | MMbtu.Per.Unit.March | MMbtu.Per.Unit.April | MMbtu.Per.Unit.May | MMbtu.Per.Unit.June | MMbtu.Per.Unit.July | MMbtu.Per.Unit.August | MMbtu.Per.Unit.September | MMbtu.Per.Unit.October | MMbtu.Per.Unit.November | MMbtu.Per.Unit.December | Sulfur.Content.January | Sulfur.Content.February | Sulfur.Content.March | Sulfur.Content.April | Sulfur.Content.May | Sulfur.Content.June | Sulfur.Content.July | Sulfur.Content.August | Sulfur.Content.September | Sulfur.Content.October | Sulfur.Content.November | Sulfur.Content.December | Ash.Content.January | Ash.Content.February | Ash.Content.March | Ash.Content.April | Ash.Content.May | Ash.Content.June | Ash.Content.July | Ash.Content.August | Ash.Content.September | Ash.Content.October | Ash.Content.November | Ash.Content.December | Total.Fuel.Consumption.Quantity | YEAR | missingData
| 7242 | N | Polk | Tampa Electric Co | 18454 | FL | SAT | FRCC | 22 | 1 | Electric Utility | 1A | CA | SGC | Mcf | 0 | 0 | 0 | 0 | 0 | 0 | 0 | 0 | 0 | 0 | 0 | 0 | 0 | 0 | 0 | 0 | 0 | 0 | 0 | 0 | 0 | 0 | 0 | 0 | 0 | 0 | 0 | 0 | 0 | 0 | 0 | 0 | 0 | 0 | 0 | 0 | 0 | 0 | 0 | 0 | 0 | 0 | 0 | 0 | 0 | 0 | 0 | 0 | 0 | 2015 | 0
| 7242 | N | Polk | Tampa Electric Co | 18454 | FL | SAT | FRCC | 22 | 1 | Electric Utility | 1B | CA | BIT | short tons | 2584 | 2494 | 623 | 0 | 0 | 218 | 2312 | 1888 | 2279 | 1207 | 2399 | 3149 | 27.629 | 28.406 | 27.501 | 0 | 0 | 27.813 | 27.124 | 28.16 | 28.486 | 28.419 | 28.018 | 27.46 | 2.31 | 2.11 | 2.23 | 0 | 0 | 2.07 | 2.27 | 2.02 | 2.22 | 2.26 | 2.22 | 2.54 | 7.84 | 7.86 | 8.01 | 0 | 0 | 9.06 | 8.17 | 8.68 | 8.63 | 8.48 | 8.66 | 7.57 | 19153 | 2015 | 0
| 7242 | N | Polk | Tampa Electric Co | 18454 | FL | SAT | FRCC | 22 | 1 | Electric Utility | 1B | CA | SGC | Mcf | 0 | 0 | 0 | 0 | 0 | 0 | 0 | 0 | 0 | 0 | 0 | 0 | 0 | 0 | 0 | 0 | 0 | 0 | 0 | 0 | 0 | 0 | 0 | 0 | 0 | 0 | 0 | 0 | 0 | 0 | 0 | 0 | 0 | 0 | 0 | 0 | 0 | 0 | 0 | 0 | 0 | 0 | 0 | 0 | 0 | 0 | 0 | 0 | 0 | 2015 | 0
| 7242 | N | Polk | Tampa Electric Co | 18454 | FL | SAT | FRCC | 22 | 1 | Electric Utility | 1A | CA | BIT | short tons | 2584 | 2494 | 623 | 0 | 0 | 218 | 2312 | 1888 | 2279 | 1207 | 2399 | 3149 | 27.629 | 28.406 | 27.501 | 0 | 0 | 27.813 | 27.124 | 28.16 | 28.486 | 28.419 | 28.018 | 27.46 | 2.31 | 2.11 | 2.23 | 0 | 0 | 2.07 | 2.27 | 2.02 | 2.22 | 2.26 | 2.22 | 2.54 | 7.84 | 7.86 | 8.01 | 0 | 0 | 9.06 | 8.17 | 8.68 | 8.63 | 8.48 | 8.66 | 7.57 | 19153 | 2015 | 0
| 7242 | N | Polk | Tampa Electric Co | 18454 | FL | SAT | FRCC | 22 | 1 | Electric Utility | 1C | CA | BIT | short tons | 2584 | 2494 | 623 | 0 | 0 | 218 | 2312 | 1888 | 2279 | 1207 | 2399 | 3149 | 27.629 | 28.406 | 27.501 | 0 | 0 | 27.813 | 27.124 | 28.16 | 28.486 | 28.419 | 28.018 | 27.46 | 2.31 | 2.11 | 2.23 | 0 | 0 | 2.07 | 2.27 | 2.02 | 2.22 | 2.26 | 2.22 | 2.54 | 7.84 | 7.86 | 8.01 | 0 | 0 | 9.06 | 8.17 | 8.68 | 8.63 | 8.48 | 8.66 | 7.57 | 19153 | 2015 | 0
| 7242 | N | Polk | Tampa Electric Co | 18454 | FL | SAT | FRCC | 22 | 1 | Electric Utility | 1C | CA | SGC | Mcf | 0 | 0 | 0 | 0 | 0 | 0 | 0 | 0 | 0 | 0 | 0 | 0 | 0 | 0 | 0 | 0 | 0 | 0 | 0 | 0 | 0 | 0 | 0 | 0 | 0 | 0 | 0 | 0 | 0 | 0 | 0 | 0 | 0 | 0 | 0 | 0 | 0 | 0 | 0 | 0 | 0 | 0 | 0 | 0 | 0 | 0 | 0 | 0 | 0 | 2015 | 0
| 7242 | N | Polk | Tampa Electric Co | 18454 | FL | SAT | FRCC | 22 | 1 | Electric Utility | 1CT | CT | NG | Mcf | 14248 | 34477 | 126416 | 3096 | 535416 | 727952 | 98169 | 64631 | 134692 | 56628 | 165897 | 50367 | 1.026 | 1.024 | 1.026 | 1.025 | 1.025 | 1.025 | 1.025 | 1.022 | 1.023 | 1.022 | 1.021 | 1.022 | 0 | 0 | 0 | 0 | 0 | 0 | 0 | 0 | 0 | 0 | 0 | 0 | 0 | 0 | 0 | 0 | 0 | 0 | 0 | 0 | 0 | 0 | 0 | 0 | 2011989 | 2015 | 0
| 7242 | N | Polk | Tampa Electric Co | 18454 | FL | SAT | FRCC | 22 | 1 | Electric Utility | 1CT | CT | SGC | Mcf | 4682818 | 4042626 | 838902 | 21 | 0 | 274021 | 3317892 | 2351031 | 3537216 | 1775998 | 3621044 | 4173703 | 0.256 | 0.263 | 0.265 | 0.115 | 0 | 0.253 | 0.261 | 0.269 | 0.262 | 0.26 | 0.269 | 0.266 | 0 | 0 | 0 | 0 | 0 | 0 | 0 | 0 | 0 | 0 | 0 | 0 | 0 | 0 | 0 | 0 | 0 | 0 | 0 | 0 | 0 | 0 | 0 | 0 | 28615272 | 2015 | 0
| 7242 | N | Polk | Tampa Electric Co | 18454 | FL | SAT | FRCC | 22 | 1 | Electric Utility | 2A | CA | BIT | short tons | 2584 | 2494 | 623 | 0 | 0 | 218 | 2312 | 1888 | 2279 | 1207 | 2399 | 3149 | 27.629 | 28.406 | 27.501 | 0 | 0 | 27.813 | 27.124 | 28.16 | 28.486 | 28.419 | 28.018 | 27.46 | 2.31 | 2.11 | 2.23 | 0 | 0 | 2.07 | 2.27 | 2.02 | 2.22 | 2.26 | 2.22 | 2.54 | 7.84 | 7.86 | 8.01 | 0 | 0 | 9.06 | 8.17 | 8.68 | 8.63 | 8.48 | 8.66 | 7.57 | 19153 | 2015 | 0
| 7242 | N | Polk | Tampa Electric Co | 18454 | FL | SAT | FRCC | 22 | 1 | Electric Utility | 2A | CA | SGC | Mcf | 0 | 0 | 0 | 0 | 0 | 0 | 0 | 0 | 0 | 0 | 0 | 0 | 0 | 0 | 0 | 0 | 0 | 0 | 0 | 0 | 0 | 0 | 0 | 0 | 0 | 0 | 0 | 0 | 0 | 0 | 0 | 0 | 0 | 0 | 0 | 0 | 0 | 0 | 0 | 0 | 0 | 0 | 0 | 0 | 0 | 0 | 0 | 0 | 0 | 2015 | 0
| 7242 | N | Polk | Tampa Electric Co | 18454 | FL | SAT | FRCC | 22 | 1 | Electric Utility | 2B | CA | BIT | short tons | 2584 | 2494 | 623 | 0 | 0 | 218 | 2312 | 1888 | 2279 | 1207 | 2399 | 3149 | 27.629 | 28.406 | 27.501 | 0 | 0 | 27.813 | 27.124 | 28.16 | 28.486 | 28.419 | 28.018 | 27.46 | 2.31 | 2.11 | 2.23 | 0 | 0 | 2.07 | 2.27 | 2.02 | 2.22 | 2.26 | 2.22 | 2.54 | 7.84 | 7.86 | 8.01 | 0 | 0 | 9.06 | 8.17 | 8.68 | 8.63 | 8.48 | 8.66 | 7.57 | 19153 | 2015 | 0
| 7242 | N | Polk | Tampa Electric Co | 18454 | FL | SAT | FRCC | 22 | 1 | Electric Utility | 2B | CA | SGC | Mcf | 0 | 0 | 0 | 0 | 0 | 0 | 0 | 0 | 0 | 0 | 0 | 0 | 0 | 0 | 0 | 0 | 0 | 0 | 0 | 0 | 0 | 0 | 0 | 0 | 0 | 0 | 0 | 0 | 0 | 0 | 0 | 0 | 0 | 0 | 0 | 0 | 0 | 0 | 0 | 0 | 0 | 0 | 0 | 0 | 0 | 0 | 0 | 0 | 0 | 2015 | 0
| 7242 | N | Polk | Tampa Electric Co | 18454 | FL | SAT | FRCC | 22 | 1 | Electric Utility |  |  | PC | short tons | 0 | 0 | 0 | 0 | 0 | 0 | 0 | 0 | 0 | 0 | 0 | 0 | 0 | 0 | 0 | 0 | 0 | 0 | 0 | 0 | 0 | 0 | 0 | 0 | 0 | 0 | 0 | 0 | 0 | 0 | 0 | 0 | 0 | 0 | 0 | 0 | 0 | 0 | 0 | 0 | 0 | 0 | 0 | 0 | 0 | 0 | 0 | 0 | 0 | 2015 | 22
| 7242 | N | Polk | Tampa Electric Co | 18454 | FL | SAT | FRCC | 22 | 1 | Electric Utility | 2C | CA | BIT | short tons | 2584 | 2494 | 623 | 0 | 0 | 218 | 2312 | 1888 | 2279 | 1207 | 2399 | 3149 | 27.629 | 28.406 | 27.501 | 0 | 0 | 27.813 | 27.124 | 28.16 | 28.486 | 28.419 | 28.018 | 27.46 | 2.31 | 2.11 | 2.23 | 0 | 0 | 2.07 | 2.27 | 2.02 | 2.22 | 2.26 | 2.22 | 2.54 | 7.84 | 7.86 | 8.01 | 0 | 0 | 9.06 | 8.17 | 8.68 | 8.63 | 8.48 | 8.66 | 7.57 | 19153 | 2015 | 0
| 7242 | N | Polk | Tampa Electric Co | 18454 | FL | SAT | FRCC | 22 | 1 | Electric Utility | 2C | CA | SGC | Mcf | 0 | 0 | 0 | 0 | 0 | 0 | 0 | 0 | 0 | 0 | 0 | 0 | 0 | 0 | 0 | 0 | 0 | 0 | 0 | 0 | 0 | 0 | 0 | 0 | 0 | 0 | 0 | 0 | 0 | 0 | 0 | 0 | 0 | 0 | 0 | 0 | 0 | 0 | 0 | 0 | 0 | 0 | 0 | 0 | 0 | 0 | 0 | 0 | 0 | 2015 | 0
| 7242 | N | Polk | Tampa Electric Co | 18454 | FL | SAT | FRCC | 22 | 1 | Electric Utility |  |  | BIT | short tons | 58892 | 52391 | 11822 | 0 | 0 | 3802 | 45801 | 33787 | 46210 | 23491 | 49161 | 59326 | 27.629 | 28.406 | 27.501 | 0 | 0 | 27.813 | 27.124 | 28.16 | 28.486 | 28.419 | 28.018 | 27.46 | 3.51 | 3.51 | 3.39 | 0 | 0 | 3.13 | 3.42 | 3.74 | 3.54 | 3.4 | 2.97 | 3.81 | 1.7 | 1 | 1.4 | 0 | 0 | 1.7 | 2 | 1.4 | 1.2 | 1.4 | 8.9 | 1.6 | 384683 | 2015 | 2
generation.data.923 |  |  |  | 2015
| Plant.Code | Combined.Heat.And.Power.Plant | Plant.Name | Operator.Name | Operator.Id | Plant.State | Census.Region | NERC.Region | NAICS.Code | Sector.Number | Sector.Name | Generator.ID | Reported.Prime.Mover | Net.Generation.January | Net.Generation.February | Net.Generation.March | Net.Generation.April | Net.Generation.May | Net.Generation.June | Net.Generation.July | Net.Generation.August | Net.Generation.September | Net.Generation.October | Net.Generation.November | Net.Generation.December | Net.Generation.Year.To.Date | YEAR | missingData
| 7242 | N | Polk | Tampa Electric Co | 18454 | FL | SAT | FRCC | 22 | 1 | Electric Utility | 1CA | CA | 87532 | 77242 | 20364 | 0 | 17817 | 30189 | 67392 | 46348 | 73067 | 36316 | 75172 | 80731 | 612170 | 2015 | 0
| 7242 | N | Polk | Tampa Electric Co | 18454 | FL | SAT | FRCC | 22 | 1 | Electric Utility | 1CT | CT | 77095 | 70628 | 23307 | -4977 | 42540 | 58959 | 66529 | 44762 | 68167 | 29782 | 73883 | 74539 | 625214 | 2015 | 0
page1GenFuelData.923 |  |  |  | 2015
| Plant.Code | Combined.Heat.And.Power.Plant | Nuclear.Unit.Id | Plant.Name | Operator.Name | Operator.Id | Plant.State | Census.Region | NERC.Region | Reserved | NAICS.Code | EIA.Sector.Number | Sector.Name | Reported.Prime.Mover | Reported.Fuel.Type.Code | AER.Fuel.Type.Code | Reserved.1 | Reserved.2 | Physical.Unit.Label | Quantity.January | Quantity.February | Quantity.March | Quantity.April | Quantity.May | Quantity.June | Quantity.July | Quantity.August | Quantity.September | Quantity.October | Quantity.November | Quantity.December | Elec_Quantity.January | Elec_Quantity.February | Elec_Quantity.March | Elec_Quantity.April | Elec_Quantity.May | Elec_Quantity.June | Elec_Quantity.July | Elec_Quantity.August | Elec_Quantity.September | Elec_Quantity.October | Elec_Quantity.November | Elec_Quantity.December | MMBtuPer_Unit.January | MMBtuPer_Unit.February | MMBtuPer_Unit.March | MMBtuPer_Unit.April | MMBtuPer_Unit.May | MMBtuPer_Unit.June | MMBtuPer_Unit.July | MMBtuPer_Unit.August | MMBtuPer_Unit.September | MMBtuPer_Unit.October | MMBtuPer_Unit.November | MMBtuPer_Unit.December | Tot_MMBtu.January | Tot_MMBtu.February | Tot_MMBtu.March | Tot_MMBtu.April | Tot_MMBtu.May | Tot_MMBtu.June | Tot_MMBtu.July | Tot_MMBtu.August | Tot_MMBtu.September | Tot_MMBtu.October | Tot_MMBtu.November | Tot_MMBtu.December | Elec_MMBtu.January | Elec_MMBtu.February | Elec_MMBtu.March | Elec_MMBtu.April | Elec_MMBtu.May | Elec_MMBtu.June | Elec_MMBtu.July | Elec_MMBtu.August | Elec_MMBtu.September | Elec_MMBtu.October | Elec_MMBtu.November | Elec_MMBtu.December | Netgen.January | Netgen.February | Netgen.March | Netgen.April | Netgen.May | Netgen.June | Netgen.July | Netgen.August | Netgen.September | Netgen.October | Netgen.November | Netgen.December | Total.Fuel.Consumption.Quantity | Electric.Fuel.Consumption.Quantity | Total.Fuel.Consumption.MMBtu | Elec.Fuel.Consumption.MMBtu | Net.Generation..Megawatthours. | YEAR | missingData
| 7242 | N | . | Polk | Tampa Electric Co | 18454 | FL | SAT | FRCC |  | 22 | 1 | Electric Utility | CA | BIT | COL |  |  | short tons | 15503 | 14962 | 3738 | 0 | 0 | 1309 | 13875 | 11329 | 13676 | 7243 | 14395 | 18896 | 15503 | 14962 | 3738 | 0 | 0 | 1309 | 13875 | 11329 | 13676 | 7243 | 14395 | 18896 | 27.629 | 28.406 | 27.501 | 0 | 0 | 27.813 | 27.124 | 28.16 | 28.486 | 28.419 | 28.018 | 27.46 | 428332 | 425011 | 102799 | 0 | 0 | 36407 | 376346 | 319025 | 389575 | 205839 | 403319 | 518884 | 428332 | 425011 | 102799 | 0 | 0 | 36407 | 376346 | 319025 | 389575 | 205839 | 403319 | 518884 | 22836.792 | 21547.736 | 4603.095 | 0 | 0 | 1290.55 | 18885.63 | 14531.463 | 19575.985 | 10303.698 | 19601.624 | 24926.267 | 114926 | 114926 | 3205537 | 3205537 | 158102.84 | 2015 | 0
| 7242 | N | . | Polk | Tampa Electric Co | 18454 | FL | SAT | FRCC |  | 22 | 1 | Electric Utility | CA | NG | NG |  |  | mcf | 0 | 0 | 0 | 0 | 0 | 0 | 0 | 0 | 0 | 0 | 0 | 0 | 0 | 0 | 0 | 0 | 0 | 0 | 0 | 0 | 0 | 0 | 0 | 0 | 0 | 0 | 0 | 0 | 0 | 0 | 0 | 0 | 0 | 0 | 0 | 0 | 0 | 0 | 0 | 0 | 0 | 0 | 0 | 0 | 0 | 0 | 0 | 0 | 0 | 0 | 0 | 0 | 0 | 0 | 0 | 0 | 0 | 0 | 0 | 0 | 779.403 | 1789.921 | 5807.287 | 0 | 17817 | 26441.668 | 5049.558 | 3008.781 | 6923.666 | 2897.103 | 8231.777 | 2472.757 | 0 | 0 | 0 | 0 | 81218.921 | 2015 | 0
| 7242 | N | . | Polk | Tampa Electric Co | 18454 | FL | SAT | FRCC |  | 22 | 1 | Electric Utility | CA | SGC | COL |  |  | mcf | 0 | 0 | 0 | 0 | 0 | 0 | 0 | 0 | 0 | 0 | 0 | 0 | 0 | 0 | 0 | 0 | 0 | 0 | 0 | 0 | 0 | 0 | 0 | 0 | 0 | 0 | 0 | 0 | 0 | 0 | 0 | 0 | 0 | 0 | 0 | 0 | 0 | 0 | 0 | 0 | 0 | 0 | 0 | 0 | 0 | 0 | 0 | 0 | 0 | 0 | 0 | 0 | 0 | 0 | 0 | 0 | 0 | 0 | 0 | 0 | 63915.805 | 53904.343 | 9953.618 | 0 | 0 | 2456.782 | 43456.812 | 28807.756 | 46567.349 | 23115.199 | 47338.599 | 53331.976 | 0 | 0 | 0 | 0 | 372848.24 | 2015 | 0
| 7242 | N | . | Polk | Tampa Electric Co | 18454 | FL | SAT | FRCC |  | 22 | 1 | Electric Utility | CT | BIT | COL |  |  | short tons | 0 | 0 | 0 | 0 | 0 | 0 | 0 | 0 | 0 | 0 | 0 | 0 | 0 | 0 | 0 | 0 | 0 | 0 | 0 | 0 | 0 | 0 | 0 | 0 | 0 | 0 | 0 | 0 | 0 | 0 | 0 | 0 | 0 | 0 | 0 | 0 | 0 | 0 | 0 | 0 | 0 | 0 | 0 | 0 | 0 | 0 | 0 | 0 | 0 | 0 | 0 | 0 | 0 | 0 | 0 | 0 | 0 | 0 | 0 | 0 | 0 | 0 | 0 | 0 | 0 | 0 | 0 | 0 | 0 | 0 | 0 | 0 | 0 | 0 | 0 | 0 | 0 | 2015 | 0
| 7242 | N | . | Polk | Tampa Electric Co | 18454 | FL | SAT | FRCC |  | 22 | 1 | Electric Utility | CT | NG | NG |  |  | mcf | 14248 | 34477 | 126416 | 3096 | 535416 | 727952 | 98169 | 64631 | 134692 | 56628 | 165897 | 50367 | 14248 | 34477 | 126416 | 3096 | 535416 | 727952 | 98169 | 64631 | 134692 | 56628 | 165897 | 50367 | 1.026 | 1.024 | 1.026 | 1.025 | 1.025 | 1.025 | 1.025 | 1.022 | 1.023 | 1.022 | 1.021 | 1.022 | 14618 | 35304 | 129703 | 3173 | 548801 | 746151 | 100623 | 66053 | 137790 | 57874 | 169381 | 51475 | 14618 | 35304 | 129703 | 3173 | 548801 | 746151 | 100623 | 66053 | 137790 | 57874 | 169381 | 51475 | 928.788 | 2269.866 | 8587.732 | -4973.215 | 42540 | 53946.641 | 6925.73 | 4232.989 | 8823.267 | 3316.951 | 10944.471 | 3302.889 | 2011989 | 2011989 | 2060946 | 2060946 | 140846.11 | 2015 | 0
| 7242 | N | . | Polk | Tampa Electric Co | 18454 | FL | SAT | FRCC |  | 22 | 1 | Electric Utility | CT | PC | PC |  |  | short tons | 0 | 0 | 0 | 0 | 0 | 0 | 0 | 0 | 0 | 0 | 0 | 0 | 0 | 0 | 0 | 0 | 0 | 0 | 0 | 0 | 0 | 0 | 0 | 0 | 0 | 0 | 0 | 0 | 0 | 0 | 0 | 0 | 0 | 0 | 0 | 0 | 0 | 0 | 0 | 0 | 0 | 0 | 0 | 0 | 0 | 0 | 0 | 0 | 0 | 0 | 0 | 0 | 0 | 0 | 0 | 0 | 0 | 0 | 0 | 0 | 0 | 0 | 0 | 0 | 0 | 0 | 0 | 0 | 0 | 0 | 0 | 0 | 0 | 0 | 0 | 0 | 0 | 2015 | 48
| 7242 | N | . | Polk | Tampa Electric Co | 18454 | FL | SAT | FRCC |  | 22 | 1 | Electric Utility | CT | SGC | COL |  |  | mcf | 4682818 | 4042626 | 838902 | 21 | 0 | 274021 | 3317892 | 2351031 | 3537216 | 1775998 | 3621044 | 4173703 | 4682818 | 4042626 | 838902 | 21 | 0 | 274021 | 3317892 | 2351031 | 3537216 | 1775998 | 3621044 | 4173703 | 0.256 | 0.263 | 0.265 | 0.115 | 0 | 0.253 | 0.261 | 0.269 | 0.262 | 0.26 | 0.269 | 0.266 | 1198801 | 1063211 | 222309 | 2 | 0 | 69327 | 865970 | 632427 | 926751 | 461759 | 974061 | 1110205 | 1198801 | 1063211 | 222309 | 2 | 0 | 69327 | 865970 | 632427 | 926751 | 461759 | 974061 | 1110205 | 76166.212 | 68358.134 | 14719.268 | -3.785 | 0 | 5012.359 | 59603.27 | 40529.011 | 59343.733 | 26465.049 | 62938.529 | 71236.111 | 28615272 | 28615272 | 7524823 | 7524823 | 484367.89 | 2015 | 0
| 7242 | N | . | Polk | Tampa Electric Co | 18454 | FL | SAT | FRCC |  | 22 | 1 | Electric Utility | CT | SUB | COL |  |  | short tons | 0 | 0 | 0 | 0 | 0 | 0 | 0 | 0 | 0 | 0 | 0 | 0 | 0 | 0 | 0 | 0 | 0 | 0 | 0 | 0 | 0 | 0 | 0 | 0 | 0 | 0 | 0 | 0 | 0 | 0 | 0 | 0 | 0 | 0 | 0 | 0 | 0 | 0 | 0 | 0 | 0 | 0 | 0 | 0 | 0 | 0 | 0 | 0 | 0 | 0 | 0 | 0 | 0 | 0 | 0 | 0 | 0 | 0 | 0 | 0 | 0 | 0 | 0 | 0 | 0 | 0 | 0 | 0 | 0 | 0 | 0 | 0 | 0 | 0 | 0 | 0 | 0 | 2015 | 66
| 7242 | N | . | Polk | Tampa Electric Co | 18454 | FL | SAT | FRCC |  | 22 | 1 | Electric Utility | GT | DFO | DFO |  |  | barrels | 0 | 0 | 0 | 74 | 247 | 191 | 0 | 0 | 148 | 0 | 0 | 0 | 0 | 0 | 0 | 74 | 247 | 191 | 0 | 0 | 148 | 0 | 0 | 0 | 0 | 0 | 0 | 5.773 | 5.773 | 5.773 | 0 | 0 | 5.773 | 0 | 0 | 0 | 0 | 0 | 0 | 427 | 1426 | 1103 | 0 | 0 | 854 | 0 | 0 | 0 | 0 | 0 | 0 | 427 | 1426 | 1103 | 0 | 0 | 854 | 0 | 0 | 0 | 0 | 0 | 0 | 37.106 | 120.334 | 96.55 | 0 | 0 | 73.054 | 0 | 0 | 0 | 660 | 660 | 3810 | 3810 | 327.044 | 2015 | 0
| 7242 | N | . | Polk | Tampa Electric Co | 18454 | FL | SAT | FRCC |  | 22 | 1 | Electric Utility | GT | NG | NG |  |  | mcf | 86869 | 189323 | 425930 | 696578 | 436092 | 681156 | 799119 | 1022046 | 702633 | 729093 | 1413725 | 135271 | 86869 | 189323 | 425930 | 696578 | 436092 | 681156 | 799119 | 1022046 | 702633 | 729093 | 1413725 | 135271 | 1.026 | 1.024 | 1.026 | 1.025 | 1.025 | 1.025 | 1.025 | 1.022 | 1.023 | 1.022 | 1.021 | 1.022 | 89128 | 193867 | 437004 | 713992 | 446994 | 698185 | 819097 | 1044531 | 718794 | 745133 | 1443413 | 138247 | 89128 | 193867 | 437004 | 713992 | 446994 | 698185 | 819097 | 1044531 | 718794 | 745133 | 1443413 | 138247 | 6801 | 16672 | 37890 | 62015.894 | 37721.666 | 61134.45 | 70009 | 90805 | 61458.946 | 65306 | 127852 | 10815 | 7317835 | 7317835 | 7488385 | 7488385 | 648480.96 | 2015 | 0
| 7242 | N | . | Polk | Tampa Electric Co | 18454 | FL | SAT | FRCC |  | 22 | 1 | Electric Utility | GT | PC | PC |  |  | short tons | 0 | 0 | 0 | 0 | 0 | 0 | 0 | 0 | 0 | 0 | 0 | 0 | 0 | 0 | 0 | 0 | 0 | 0 | 0 | 0 | 0 | 0 | 0 | 0 | 0 | 0 | 0 | 0 | 0 | 0 | 0 | 0 | 0 | 0 | 0 | 0 | 0 | 0 | 0 | 0 | 0 | 0 | 0 | 0 | 0 | 0 | 0 | 0 | 0 | 0 | 0 | 0 | 0 | 0 | 0 | 0 | 0 | 0 | 0 | 0 | 0 | 0 | 0 | 0 | 0 | 0 | 0 | 0 | 0 | 0 | 0 | 0 | 0 | 0 | 0 | 0 | 0 | 2015 | 54
FuelHeatByLine |  |  |  | 2015
| Plant.Code | Boiler.ID | bogen | Reported.Prime.Mover_bf.923 | Reported.Fuel.Type.Code | Fuel.Heat.January | Fuel.Heat.February | Fuel.Heat.March | Fuel.Heat.April | Fuel.Heat.May | Fuel.Heat.June | Fuel.Heat.July | Fuel.Heat.August | Fuel.Heat.September | Fuel.Heat.October | Fuel.Heat.November | Fuel.Heat.December | YEAR
| 7242 | 1A | 7242^5 | CA | SGC | 0 | 0 | 0 | 0 | 0 | 0 | 0 | 0 | 0 | 0 | 0 | 0 | 2015
| 7242 | 1A | 7242^5 | CA | BIT | 71393.336 | 70844.564 | 17133.123 | 0 | 0 | 6063.234 | 62710.688 | 53166.08 | 64919.594 | 34301.733 | 67215.182 | 86471.54 | 2015
| 7242 | 1B | 7242^5 | CA | SGC | 0 | 0 | 0 | 0 | 0 | 0 | 0 | 0 | 0 | 0 | 0 | 0 | 2015
| 7242 | 1B | 7242^5 | CA | BIT | 71393.336 | 70844.564 | 17133.123 | 0 | 0 | 6063.234 | 62710.688 | 53166.08 | 64919.594 | 34301.733 | 67215.182 | 86471.54 | 2015
| 7242 | 1C | 7242^5 | CA | BIT | 71393.336 | 70844.564 | 17133.123 | 0 | 0 | 6063.234 | 62710.688 | 53166.08 | 64919.594 | 34301.733 | 67215.182 | 86471.54 | 2015
| 7242 | 1C | 7242^5 | CA | SGC | 0 | 0 | 0 | 0 | 0 | 0 | 0 | 0 | 0 | 0 | 0 | 0 | 2015
| 7242 | 1CT | 7242^5 | CT | SGC | 1198801.408 | 1063210.638 | 222309.03 | 2.415 | 0 | 69327.313 | 865969.812 | 632427.339 | 926750.592 | 461759.48 | 974060.836 | 1110204.998 | 2015
| 7242 | 1CT | 7242^5 | CT | NG | 14618.448 | 35304.448 | 129702.816 | 3173.4 | 548801.4 | 746150.8 | 100623.225 | 66052.882 | 137789.916 | 57873.816 | 169380.837 | 51475.074 | 2015
| 7242 | 2A | 7242^5 | CA | SGC | 0 | 0 | 0 | 0 | 0 | 0 | 0 | 0 | 0 | 0 | 0 | 0 | 2015
| 7242 | 2A | 7242^5 | CA | BIT | 71393.336 | 70844.564 | 17133.123 | 0 | 0 | 6063.234 | 62710.688 | 53166.08 | 64919.594 | 34301.733 | 67215.182 | 86471.54 | 2015
| 7242 | 2B | 7242^5 | CA | SGC | 0 | 0 | 0 | 0 | 0 | 0 | 0 | 0 | 0 | 0 | 0 | 0 | 2015
| 7242 | 2B | 7242^5 | CA | BIT | 71393.336 | 70844.564 | 17133.123 | 0 | 0 | 6063.234 | 62710.688 | 53166.08 | 64919.594 | 34301.733 | 67215.182 | 86471.54 | 2015
| 7242 | 2C | 7242^5 | CA | SGC | 0 | 0 | 0 | 0 | 0 | 0 | 0 | 0 | 0 | 0 | 0 | 0 | 2015
| 7242 | 2C | 7242^5 | CA | BIT | 71393.336 | 70844.564 | 17133.123 | 0 | 0 | 6063.234 | 62710.688 | 53166.08 | 64919.594 | 34301.733 | 67215.182 | 86471.54 | 2015
NetGenByLine |  |  |  | 2015
| Plant.Code | Generator.ID | bogen | Reported.Prime.Mover | Net.Generation.Year.To.Date | Net.Generation.January | Net.Generation.February | Net.Generation.March | Net.Generation.April | Net.Generation.May | Net.Generation.June | Net.Generation.July | Net.Generation.August | Net.Generation.September | Net.Generation.October | Net.Generation.November | Net.Generation.December | YEAR
| 7242 | 1CA | 7242^5 | CA | 612170 | 87532 | 77242 | 20364 | 0 | 17817 | 30189 | 67392 | 46348 | 73067 | 36316 | 75172 | 80731 | 2015
| 7242 | 1CT | 7242^5 | CT | 625214 | 77095 | 70628 | 23307 | -4977 | 42540 | 58959 | 66529 | 44762 | 68167 | 29782 | 73883 | 74539 | 2015
FuelHeatByBoilerID |  |  |  | 2015
| Plant.Code | Boiler.ID | bogen | Reported.Prime.Mover_bf.923 | flagFuelHeat | Boiler.ID.Total.Fuel.Heat.January | Boiler.ID.Total.Fuel.Heat.February | Boiler.ID.Total.Fuel.Heat.March | Boiler.ID.Total.Fuel.Heat.April | Boiler.ID.Total.Fuel.Heat.May | Boiler.ID.Total.Fuel.Heat.June | Boiler.ID.Total.Fuel.Heat.July | Boiler.ID.Total.Fuel.Heat.August | Boiler.ID.Total.Fuel.Heat.September | Boiler.ID.Total.Fuel.Heat.October | Boiler.ID.Total.Fuel.Heat.November | Boiler.ID.Total.Fuel.Heat.December | YEAR
| 7242 | 1A | 7242^5 | CA | 10 | 71393.336 | 70844.564 | 17133.123 | 0 | 0 | 6063.234 | 62710.688 | 53166.08 | 64919.594 | 34301.733 | 67215.182 | 86471.54 | 2015
| 7242 | 1B | 7242^5 | CA | 10 | 71393.336 | 70844.564 | 17133.123 | 0 | 0 | 6063.234 | 62710.688 | 53166.08 | 64919.594 | 34301.733 | 67215.182 | 86471.54 | 2015
| 7242 | 1C | 7242^5 | CA | 10 | 71393.336 | 70844.564 | 17133.123 | 0 | 0 | 6063.234 | 62710.688 | 53166.08 | 64919.594 | 34301.733 | 67215.182 | 86471.54 | 2015
| 7242 | 1CT | 7242^5 | CT | 10 | 1213419.856 | 1098515.086 | 352011.846 | 3175.815 | 548801.4 | 815478.113 | 966593.037 | 698480.221 | 1064540.508 | 519633.296 | 1143441.673 | 1161680.072 | 2015
| 7242 | 2A | 7242^5 | CA | 10 | 71393.336 | 70844.564 | 17133.123 | 0 | 0 | 6063.234 | 62710.688 | 53166.08 | 64919.594 | 34301.733 | 67215.182 | 86471.54 | 2015
| 7242 | 2B | 7242^5 | CA | 10 | 71393.336 | 70844.564 | 17133.123 | 0 | 0 | 6063.234 | 62710.688 | 53166.08 | 64919.594 | 34301.733 | 67215.182 | 86471.54 | 2015
| 7242 | 2C | 7242^5 | CA | 10 | 71393.336 | 70844.564 | 17133.123 | 0 | 0 | 6063.234 | 62710.688 | 53166.08 | 64919.594 | 34301.733 | 67215.182 | 86471.54 | 2015
NetGenByGeneratorID |  |  |  | 2015
| Plant.Code | Generator.ID | bogen | Reported.Prime.Mover_923 | Net.Generation.mwh | Generator.ID.Total.Net.Generation.January | Generator.ID.Total.Net.Generation.February | Generator.ID.Total.Net.Generation.March | Generator.ID.Total.Net.Generation.April | Generator.ID.Total.Net.Generation.May | Generator.ID.Total.Net.Generation.June | Generator.ID.Total.Net.Generation.July | Generator.ID.Total.Net.Generation.August | Generator.ID.Total.Net.Generation.September | Generator.ID.Total.Net.Generation.October | Generator.ID.Total.Net.Generation.November | Generator.ID.Total.Net.Generation.December | YEAR
| 7242 | 1CA | 7242^5 | CA | 612170 | 87532 | 77242 | 20364 | 0 | 17817 | 30189 | 67392 | 46348 | 73067 | 36316 | 75172 | 80731 | 2015
| 7242 | 1CT | 7242^5 | CT | 625214 | 77095 | 70628 | 23307 | -4977 | 42540 | 58959 | 66529 | 44762 | 68167 | 29782 | 73883 | 74539 | 2015
FuelHeatByBogen |  |  |  | 2015
| Plant.Code | blankCol | bogen | Reported.Prime.Mover_bf.923 | flagFuelHeat | Bogen.Total.Fuel.Heat.January | Bogen.Total.Fuel.Heat.February | Bogen.Total.Fuel.Heat.March | Bogen.Total.Fuel.Heat.April | Bogen.Total.Fuel.Heat.May | Bogen.Total.Fuel.Heat.June | Bogen.Total.Fuel.Heat.July | Bogen.Total.Fuel.Heat.August | Bogen.Total.Fuel.Heat.September | Bogen.Total.Fuel.Heat.October | Bogen.Total.Fuel.Heat.November | Bogen.Total.Fuel.Heat.December | YEAR
| 7242 |  | 7242^1 |  |  | 0 | 0 | 0 | 0 | 0 | 0 | 0 | 0 | 0 | 0 | 0 | 0 | 2015
| 7242 |  | 7242^2 |  |  | 0 | 0 | 0 | 0 | 0 | 0 | 0 | 0 | 0 | 0 | 0 | 0 | 2015
| 7242 |  | 7242^3 |  |  | 0 | 0 | 0 | 0 | 0 | 0 | 0 | 0 | 0 | 0 | 0 | 0 | 2015
| 7242 |  | 7242^4 |  |  | 0 | 0 | 0 | 0 | 0 | 0 | 0 | 0 | 0 | 0 | 0 | 0 | 2015
| 7242 |  | 7242^5 | CA | 10 | 1641779.872 | 1523582.47 | 454810.584 | 3175.815 | 548801.4 | 851857.517 | 1342857.165 | 1017476.701 | 1454058.072 | 725443.694 | 1546732.765 | 1680509.312 | 2015
| 7242 |  | 7242^5 | CT | 10 | 1641779.872 | 1523582.47 | 454810.584 | 3175.815 | 548801.4 | 851857.517 | 1342857.165 | 1017476.701 | 1454058.072 | 725443.694 | 1546732.765 | 1680509.312 | 2015
NetGenByBogen |  |  |  | 2015
| Plant.Code | blankCol | bogen | Reported.Prime.Mover_923 | Net.Generation.mwh | Bogen.Total.Net.Generation.January | Bogen.Total.Net.Generation.February | Bogen.Total.Net.Generation.March | Bogen.Total.Net.Generation.April | Bogen.Total.Net.Generation.May | Bogen.Total.Net.Generation.June | Bogen.Total.Net.Generation.July | Bogen.Total.Net.Generation.August | Bogen.Total.Net.Generation.September | Bogen.Total.Net.Generation.October | Bogen.Total.Net.Generation.November | Bogen.Total.Net.Generation.December | YEAR
| 7242 |  | 7242^1 |  |  | 0 | 0 | 0 | 0 | 0 | 0 | 0 | 0 | 0 | 0 | 0 | 0 | 2015
| 7242 |  | 7242^2 |  |  | 0 | 0 | 0 | 0 | 0 | 0 | 0 | 0 | 0 | 0 | 0 | 0 | 2015
| 7242 |  | 7242^3 |  |  | 0 | 0 | 0 | 0 | 0 | 0 | 0 | 0 | 0 | 0 | 0 | 0 | 2015
| 7242 |  | 7242^4 |  |  | 0 | 0 | 0 | 0 | 0 | 0 | 0 | 0 | 0 | 0 | 0 | 0 | 2015
| 7242 |  | 7242^5 | CA | 612170 | 164627 | 147870 | 43671 | -4977 | 60357 | 89148 | 133921 | 91110 | 141234 | 66098 | 149055 | 155270 | 2015
| 7242 |  | 7242^5 | CT | 625214 | 164627 | 147870 | 43671 | -4977 | 60357 | 89148 | 133921 | 91110 | 141234 | 66098 | 149055 | 155270 | 2015
ThermalEfficiencyByBogen |  |  |  | 2015
| Plant.Code | blankCol | bogen | Reported.Prime.Mover_923 | Net.Generation.mwh | ThermalEfficiency.January | ThermalEfficiency.February | ThermalEfficiency.March | ThermalEfficiency.April | ThermalEfficiency.May | ThermalEfficiency.June | ThermalEfficiency.July | ThermalEfficiency.August | ThermalEfficiency.September | ThermalEfficiency.October | ThermalEfficiency.November | ThermalEfficiency.December | YEAR
| 7242 |  | 7242^1 |  |  | 0 | 0 | 0 | 0 | 0 | 0 | 0 | 0 | 0 | 0 | 0 | 0 | 2015
| 7242 |  | 7242^2 |  |  | 0 | 0 | 0 | 0 | 0 | 0 | 0 | 0 | 0 | 0 | 0 | 0 | 2015
| 7242 |  | 7242^3 |  |  | 0 | 0 | 0 | 0 | 0 | 0 | 0 | 0 | 0 | 0 | 0 | 0 | 2015
| 7242 |  | 7242^4 |  |  | 0 | 0 | 0 | 0 | 0 | 0 | 0 | 0 | 0 | 0 | 0 | 0 | 2015
| 7242 |  | 7242^5 | CA | 612170 | 0.34215 | 0.33116 | 0.32763 | -5.3474 | 0.37527 | 0.35708 | 0.34029 | 0.30554 | 0.33142 | 0.31089 | 0.32882 | 0.31526 | 2015
| 7242 |  | 7242^5 | CT | 625214 | 0.34215 | 0.33116 | 0.32763 | -5.3474 | 0.37527 | 0.35708 | 0.34029 | 0.30554 | 0.33142 | 0.31089 | 0.32882 | 0.31526 | 2015

## 8068
2015 | Plant.Code | orig_bogencoo.key | auto_bogencoo.key | combogencoo_cool_type_key | EIA_BocooAssoc | EIA_CoolingEnviroEquip | orig_sheet3_key | auto_sheet3_flags | auto_sheet3_key | orig_sheet4_key | auto_sheet4_flags | auto_sheet4_key | EIA_associationTable | generator.data.860 | retiredGenerators.860 | Boiler_InfoDesign_Parameters.860 | boilerFuelData_923 | generation.data.923 | page1GenFuelData.923 | FuelHeatByLine | NetGenByLine | FuelHeatByBoilerID | NetGenByGeneratorID | FuelHeatByBogen | NetGenByBogen | ThermalEfficiencyByBogen
| 8068 | 6 | 10 | 3 | 7 | 3 | 10 | 10 | 10 | 9 | 9 | 9 | 7 | 9 | 0 | 7 | 10 | 9 | 3 | 10 | 9 | 10 | 9 | 8 | 9 | 9
orig_bogencoo.key |  |  |  | 2015
| combogen | combogencoo | Plant.Code
| combogen^8068^1 | combogencoo^8068^1 | 8068
| combogen^8068^2 | combogencoo^8068^2 | 8068
| combogen^8068^3 | combogencoo^8068^3 | 8068
| combogen^8068^4 | combogencoo^8068^4 | 8068
| combogen^8068^5 | combogencoo^8068^5 | 8068
| combogen^8068^6 | combogencoo^8068^6 | 8068
auto_bogencoo.key |  |  |  | 2015
manualEdit | manualBogenEdit | Plant.Code | Bogen | combogen | combogencoo | Boiler.ID | Unit.Code | bga.source | Boiler.ID.Total.Fuel.Heat.January | PlantLine.Total.Fuel.Heat.January | flagNG_no_FH_January | flagFH_no_NG_January | flagFuelHeat_January | Boiler.ID.Total.Fuel.Heat.February | PlantLine.Total.Fuel.Heat.February | flagNG_no_FH_February | flagFH_no_NG_February | flagFuelHeat_February | Boiler.ID.Total.Fuel.Heat.March | PlantLine.Total.Fuel.Heat.March | flagNG_no_FH_March | flagFH_no_NG_March | flagFuelHeat_March | Boiler.ID.Total.Fuel.Heat.April | PlantLine.Total.Fuel.Heat.April | flagNG_no_FH_April | flagFH_no_NG_April | flagFuelHeat_April | Boiler.ID.Total.Fuel.Heat.May | PlantLine.Total.Fuel.Heat.May | flagNG_no_FH_May | flagFH_no_NG_May | flagFuelHeat_May | Boiler.ID.Total.Fuel.Heat.June | PlantLine.Total.Fuel.Heat.June | flagNG_no_FH_June | flagFH_no_NG_June | flagFuelHeat_June | Boiler.ID.Total.Fuel.Heat.July | PlantLine.Total.Fuel.Heat.July | flagNG_no_FH_July | flagFH_no_NG_July | flagFuelHeat_July | Boiler.ID.Total.Fuel.Heat.August | PlantLine.Total.Fuel.Heat.August | flagNG_no_FH_August | flagFH_no_NG_August | flagFuelHeat_August | Boiler.ID.Total.Fuel.Heat.September | PlantLine.Total.Fuel.Heat.September | flagNG_no_FH_September | flagFH_no_NG_September | flagFuelHeat_September | Boiler.ID.Total.Fuel.Heat.October | PlantLine.Total.Fuel.Heat.October | flagNG_no_FH_October | flagFH_no_NG_October | flagFuelHeat_October | Boiler.ID.Total.Fuel.Heat.November | PlantLine.Total.Fuel.Heat.November | flagNG_no_FH_November | flagFH_no_NG_November | flagFuelHeat_November | Boiler.ID.Total.Fuel.Heat.December | PlantLine.Total.Fuel.Heat.December | flagNG_no_FH_December | flagFH_no_NG_December | flagFuelHeat_December | missing.from.923 | flagBoiler.ID_assoc | orig_Boiler.ID_assoc | orig_Boiler.ID_bf.923 | flagBoiler.ID_bf.923 | missing.bf.923 | Reported.Prime.Mover_bf.923 | Reported.Prime.Mover_923 | Reported.Prime.Mover_860 | Reported.Fuel.Type.Code | Technology | Energy.Source.1 | unmapped_but_in_923 | unmapped | Orphan.Boiler | Boiler.Status | Boiler.Retirement.Year | Boiler.Retirement.Month | flag_BoilerRetired | flag_Boiler.Status | Boiler.ID.NotIn.Assoc | missingPlant.assoc | missingPlant.boilerDesignData.860 | missingPlant.generation.data.923 | missingPlant.boilerFuelData.923 | Reported.Prime.Mover_page1 | flag.ST.missing.bf.923 | flag.CACT.missingPair | flag_923bogenCTonly | flag.NGCC.badFuel | flag.ST.missing.bf.923.unmapped | flag_RPM | flag_floatingGen | flagFuelHeat | flag_STassoc_CT_CS_CA | flag_CSassociation | countFlags | YEAR | plant_bo | plant_bo_bf.923 | plant_bo_assoc | Utility.ID | Utility.Name | Plant.Name | Cooling.ID | Steam.Plant.Type | flagBoiler.ID_bocoo | orig_Boiler.ID_bocoo | manualBogenEditFileName | manualBogenEditDateTime
0 | 0 | 8068 | 8068^1 | combogen^8068^1 | combogencoo^8068^1 | ST1 |  |  | 1524.116 |  | 0 | 1 | 0 | 0 |  | 0 | 0 | 0 | 33598.84 |  | 0 | 0 | 0 | 10945.34 |  | 0 | 0 | 0 | 3745.726 |  | 0 | 0 | 0 | 176388.378 |  | 0 | 0 | 0 | 128075.185 |  | 0 | 0 | 0 | 224334.544 |  | 0 | 0 | 0 | 165539.332 |  | 0 | 0 | 0 | 84691.36 |  | 0 | 0 | 0 | 41016.624 |  | 0 | 0 | 0 | 806.681 |  | 0 | 1 | 0 | FALSE |  |  | ST1 | removeChar | FALSE | CS |  |  | NG |  |  |  |  | TRUE |  |  |  |  | 0 | 1 | FALSE | FALSE | FALSE | FALSE |  | 0 | FALSE | FALSE | 0 | 0 |  | 0 | 0 | 0 | 0 | 5 | 2015 | 8068^ST1 | 8068^ST1 | 8068^NA
0 | 0 | 8068 | 8068^2 | combogen^8068^2 | combogencoo^8068^2 | ST2 |  |  | 3996.41 |  | 0 | 0 | 0 | 0 |  | 0 | 0 | 0 | 17528.83 |  | 0 | 0 | 0 | 0 |  | 0 | 0 | 0 | 762.534 |  | 0 | 1 | 0 | 163438.29 |  | 0 | 0 | 0 | 102873.176 |  | 0 | 0 | 0 | 179453.793 |  | 0 | 0 | 0 | 143338.888 |  | 0 | 0 | 0 | 62980.32 |  | 0 | 0 | 0 | 25317.584 |  | 0 | 0 | 0 | 0 |  | 0 | 0 | 0 | FALSE |  |  | ST2 | removeChar | FALSE | CS |  |  | NG |  |  |  |  | TRUE |  |  |  |  | 0 | 1 | FALSE | FALSE | FALSE | FALSE |  | 0 | FALSE | FALSE | 0 | 0 |  | 0 | 0 | 0 | 0 | 4 | 2015 | 8068^ST2 | 8068^ST2 | 8068^NA
0 | 0 | 8068 | 8068^3 | combogen^8068^3 | combogencoo^8068^3 | ST3 |  |  | 2089.714 |  | 0 | 0 | 0 | 0 |  | 0 | 0 | 0 | 19771.4 |  | 0 | 0 | 0 | 17191.384 |  | 0 | 0 | 0 | 20439.886 |  | 0 | 0 | 0 | 149798.97 |  | 0 | 0 | 0 | 113574.356 |  | 0 | 0 | 0 | 184482.437 |  | 0 | 0 | 0 | 142762.872 |  | 0 | 0 | 0 | 54654.08 |  | 0 | 0 | 0 | 23795.888 |  | 0 | 0 | 0 | 0 |  | 0 | 0 | 0 | FALSE |  |  | ST3 | removeChar | FALSE | CS |  |  | NG |  |  |  |  | TRUE |  |  |  |  | 0 | 1 | FALSE | FALSE | FALSE | FALSE |  | 0 | FALSE | FALSE | 0 | 0 |  | 0 | 0 | 0 | 0 | 2 | 2015 | 8068^ST3 | 8068^ST3 | 8068^NA
0 | 0 | 8068 | 8068^4 | combogen^8068^4 | combogencoo^8068^4 | ST4 |  |  | 11507.386 |  | 0 | 0 | 0 | 0 |  | 0 | 0 | 0 | 23001.495 |  | 0 | 0 | 0 | 8242.416 |  | 0 | 0 | 0 | 19641.788 |  | 0 | 0 | 0 | 165275.55 |  | 0 | 0 | 0 | 99062.054 |  | 0 | 0 | 0 | 200461.914 |  | 0 | 0 | 0 | 158009.684 |  | 0 | 0 | 0 | 82241.12 |  | 0 | 0 | 0 | 38560.112 |  | 0 | 0 | 0 | 0 |  | 0 | 0 | 0 | FALSE |  |  | ST4 | removeChar | FALSE | CS |  |  | NG |  |  |  |  | TRUE |  |  |  |  | 0 | 1 | FALSE | FALSE | FALSE | FALSE |  | 0 | FALSE | FALSE | 0 | 0 |  | 0 | 0 | 0 | 0 | 2 | 2015 | 8068^ST4 | 8068^ST4 | 8068^NA
0 | 0 | 8068 | 8068^5 | combogen^8068^5 | combogencoo^8068^1 | 5A | STS5 | unit_connection | 0 |  | 0 | 0 | 0 | 42717.718 |  | 0 | 0 | 0 | 91984.035 |  | 0 | 0 | 0 | 9230.76 |  | 0 | 0 | 0 | 13642.978 |  | 0 | 0 | 0 | 103905.876 |  | 0 | 0 | 0 | 101366.041 |  | 0 | 0 | 0 | 131021.588 |  | 0 | 0 | 0 | 98510.132 |  | 0 | 0 | 0 | 75798.32 |  | 0 | 0 | 0 | 81430.648 |  | 0 | 0 | 0 | 1867.22 |  | 0 | 0 | 0 | FALSE | removeChar | 5A | 5A | removeChar | FALSE | CA | CT | CT | NG | Natural Gas Fired Combined Cycle | NG | FALSE | FALSE | FALSE | OP |  |  |  | 0 | 0 | FALSE | FALSE | FALSE | FALSE |  | 0 | FALSE | FALSE | 0 | 0 |  | 0 | 0 | 0 | 0 | 2 | 2015 | 8068^5A | 8068^5A | 8068^5A | 16572 | Salt River Project | Santan | 5 | 1 | removeChar | 5A
0 | 0 | 8068 | 8068^5 | combogen^8068^5 | combogencoo^8068^1 | 5B | STS5 | unit_connection | 5373.698 |  | 0 | 0 | 0 | 17789.305 |  | 0 | 0 | 0 | 80633.245 |  | 0 | 0 | 0 | 8429.932 |  | 0 | 0 | 0 | 17754.804 |  | 0 | 0 | 0 | 74773.368 |  | 0 | 0 | 0 | 99915.228 |  | 0 | 0 | 0 | 127992.832 |  | 0 | 0 | 0 | 95678.744 |  | 0 | 0 | 0 | 75931.44 |  | 0 | 0 | 0 | 79270.72 |  | 0 | 0 | 0 | 14334.585 |  | 0 | 0 | 0 | FALSE | removeChar | 5B | 5B | removeChar | FALSE | CA | CT | CT | NG | Natural Gas Fired Combined Cycle | NG | FALSE | FALSE | FALSE | OP |  |  |  | 0 | 0 | FALSE | FALSE | FALSE | FALSE |  | 0 | FALSE | FALSE | 0 | 0 |  | 0 | 0 | 0 | 0 | 2 | 2015 | 8068^5B | 8068^5B | 8068^5B | 16572 | Salt River Project | Santan | 5 | 1 | removeChar | 5B
0 | 0 | 8068 | 8068^5 | combogen^8068^5 | combogencoo^8068^1 | ST5A | STS5 | unit_connection | 0 |  | 0 | 0 | 0 | 998243.103 |  | 0 | 0 | 0 | 1117309.82 |  | 0 | 0 | 0 | 112943.684 |  | 0 | 0 | 0 | 187582.318 |  | 0 | 0 | 0 | 841659.186 |  | 0 | 0 | 0 | 930851.425 |  | 0 | 0 | 0 | 1125493.787 |  | 0 | 0 | 0 | 1089833.668 |  | 0 | 0 | 0 | 923333.84 |  | 0 | 0 | 0 | 609267.376 |  | 0 | 0 | 0 | 59911.537 |  | 0 | 0 | 0 | FALSE |  |  | ST5A | removeChar | FALSE | CT | CT | CT | NG | Natural Gas Fired Combined Cycle | NG | FALSE | FALSE | FALSE |  |  |  |  | 0 | 1 | FALSE | FALSE | FALSE | FALSE |  | 0 | FALSE | FALSE | 0 | 0 |  | 0 | 0 | 0 | 0 | 2 | 2015 | 8068^ST5A | 8068^ST5A | 8068^NA
0 | 0 | 8068 | 8068^5 | combogen^8068^5 | combogencoo^8068^1 | ST5B | STS5 | unit_connection | 47747.018 |  | 0 | 0 | 0 | 388565.831 |  | 0 | 0 | 0 | 852105.54 |  | 0 | 0 | 0 | 93154.012 |  | 0 | 0 | 0 | 168830.676 |  | 0 | 0 | 0 | 575241.954 |  | 0 | 0 | 0 | 1056879.201 |  | 0 | 0 | 0 | 1122631.344 |  | 0 | 0 | 0 | 1081815.028 |  | 0 | 0 | 0 | 943171.84 |  | 0 | 0 | 0 | 563770.552 |  | 0 | 0 | 0 | 170096.399 |  | 0 | 0 | 0 | FALSE |  |  | ST5B | removeChar | FALSE | CT | CT | CT | NG | Natural Gas Fired Combined Cycle | NG | FALSE | FALSE | FALSE |  |  |  |  | 0 | 1 | FALSE | FALSE | FALSE | FALSE |  | 0 | FALSE | FALSE | 0 | 0 |  | 0 | 0 | 0 | 0 | 2 | 2015 | 8068^ST5B | 8068^ST5B | 8068^NA
0 | 0 | 8068 | 8068^6 | combogen^8068^6 | combogencoo^8068^2 | 6A | STS6 | string_assn | 10298.64 |  | 0 | 0 | 0 | 0 |  | 0 | 0 | 0 | 18324.075 |  | 0 | 0 | 0 | 69859.552 |  | 0 | 0 | 0 | 21272.502 |  | 0 | 0 | 0 | 85453.35 |  | 0 | 0 | 0 | 86913.19 |  | 0 | 0 | 0 | 115819.96 |  | 0 | 0 | 0 | 85449.28 |  | 0 | 0 | 0 | 110007.04 |  | 0 | 0 | 0 | 107021.76 |  | 0 | 0 | 0 | 54934.032 |  | 0 | 0 | 0 | FALSE | removeChar | 6A | 6A | removeChar | FALSE | CA | CT | CT | NG | Natural Gas Fired Combined Cycle | NG | FALSE | FALSE | FALSE | OP |  |  |  | 0 | 0 | FALSE | FALSE | FALSE | FALSE |  | 0 | FALSE | FALSE | 0 | 0 |  | 0 | 0 | 0 | 0 | 2 | 2015 | 8068^6A | 8068^6A | 8068^6A | 16572 | Salt River Project | Santan | 6 | 1 | removeChar | 6A
0 | 0 | 8068 | 8068^6 | combogen^8068^6 | combogencoo^8068^2 | ST6A | STS6 | string_assn | 126346.528 |  | 0 | 0 | 0 | 0 |  | 0 | 0 | 0 | 134690.05 |  | 0 | 0 | 0 | 735658.42 |  | 0 | 0 | 0 | 151980.662 |  | 0 | 0 | 0 | 564859.878 |  | 0 | 0 | 0 | 602614.11 |  | 0 | 0 | 0 | 804688.406 |  | 0 | 0 | 0 | 790015.268 |  | 0 | 0 | 0 | 991662.88 |  | 0 | 0 | 0 | 915583.104 |  | 0 | 0 | 0 | 592391.28 |  | 0 | 0 | 0 | FALSE |  |  | ST6A | removeChar | FALSE | CT | CT | CT | NG | Natural Gas Fired Combined Cycle | NG | FALSE | FALSE | FALSE |  |  |  |  | 0 | 1 | FALSE | FALSE | FALSE | FALSE |  | 0 | FALSE | FALSE | 0 | 0 |  | 0 | 0 | 0 | 0 | 2 | 2015 | 8068^ST6A | 8068^ST6A | 8068^NA
combogencoo_cool_type_key |  |  |  | 2015
manualEdit | Plant.Code | bogencoo | LAKE..OF..OC..RC. | RIVER..OF. | POND..OC..RC. | TOWER..RF..RI..RN. | DC | OS
0 | 8068 | combogencoo^8068^1 |  |  |  | 1
0 | 8068 | combogencoo^8068^2 |  |  |  | 1
0 | 8068 | combogencoo^8068^3 |  |  |  | 1
EIA_BocooAssoc |  |  |  | 2015
| Utility.ID | Utility.Name | Plant.Code | Plant.Name | Boiler.ID | Cooling.ID | Steam.Plant.Type
| 16572 | Salt River Project | 8068 | Santan | 4 | 1-4 | 1
| 16572 | Salt River Project | 8068 | Santan | 3 | 1-4 | 1
| 16572 | Salt River Project | 8068 | Santan | 2 | 1-4 | 1
| 16572 | Salt River Project | 8068 | Santan | 1 | 1-4 | 1
| 16572 | Salt River Project | 8068 | Santan | 5A | 5 | 1
| 16572 | Salt River Project | 8068 | Santan | 5B | 5 | 1
| 16572 | Salt River Project | 8068 | Santan | 6A | 6 | 1
EIA_CoolingEnviroEquip |  |  |  | 2015
| Utility.ID | Utility.Name | Plant.Code | Plant.Name | State | Cooling.ID | Cooling.Status | Inservice.Month | Inservice.Year | Cooling.Type.1 | Cooling.Type.2 | Cooling.Type.3 | Cooling.Type.4 | Percent.Dry.Cooling | Cooling.Water.Source | Cooling.Water.Discharge | Water.Source.Code | Water.Type.Code | Intake.Rate.at.100...Gallons.per.Minute. | Chlorine.Inservice.Month | Chlorine.Inservice.Year | Pond.Inservice.Month | Pond.Inservice.Year | Pond.Surface.Area..Acres. | Pond.Volume..Acre.Feet. | Tower.Inservice.Month | Tower.Inservice.Year | Tower.Type.1 | Tower.Type.2 | Tower.Type.3 | Tower.Type.4 | Tower.Water.Rate..Gallons.per.Minute. | Power.Requirement..MW. | Cost.Total..Thousand.Dollars. | Cost.Ponds..Thousand.Dollars. | Cost.Towers..Thousand.Dollars. | Cost.Chlorine.Equipment..Thousand.Dollars. | Intake.Distance.Shore..Feet. | Outlet.Distance.Shore..Feet. | Intake.Distance.Surface..Feet. | Outlet.Distance.Surface..Feet. | Steam.Plant.Type
| 16572 | Salt River Project | 8068 | Santan | AZ | 1-4 | OP | 10 | 1974 | RI |  |  |  |  | Wells | Irrigation District Canal | GW | FR | 3142 | 2 | 2002 |  |  |  |  | 10 | 1974 | MW |  |  |  | 104122 | 2.5 | 3000 |  | 1500 | 2 |  |  |  |  | 1
| 16572 | Salt River Project | 8068 | Santan | AZ | 5 | OP | 4 | 2005 | RI |  |  |  |  | Eastern Canal (SRP) | Irrigation District Canal | SW | FR | 4835 | 4 | 2005 |  |  |  |  | 4 | 2005 | MW |  |  |  | 172788 | 2.52 | 6389 |  | 4689 | 25 | 1 |  | 3 |  | 1
| 16572 | Salt River Project | 8068 | Santan | AZ | 6 | OP | 3 | 2006 | RI |  |  |  |  | Eastern Canal (SRP) | Irrigation District Canal | SW | FR | 2301 | 3 | 2006 |  |  |  |  | 3 | 2006 | MW |  |  |  | 80784 | 1.2 | 4903 |  | 3203 | 25 | 1 |  | 3 |  | 1
orig_sheet3_key |  |  |  | 2015
| plant_bo | bogen | Plant.Code
| 8068^ST1 | 8068^1 | 8068
| 8068^ST2 | 8068^2 | 8068
| 8068^ST3 | 8068^3 | 8068
| 8068^ST4 | 8068^4 | 8068
| 8068^5A | 8068^5 | 8068
| 8068^5B | 8068^5 | 8068
| 8068^ST5A | 8068^5 | 8068
| 8068^ST5B | 8068^5 | 8068
| 8068^6A | 8068^6 | 8068
| 8068^ST6A | 8068^6 | 8068
auto_sheet3_flags |  |  |  | 2015
| Plant.Code | plant_bo | bogen | missing.from.923 | unmapped_but_in_923 | unmapped | Orphan.Boiler | Boiler.Status | Boiler.ID.NotIn.Assoc | missingPlant.assoc | missingPlant.boilerDesignData.860 | missingPlant.generation.data.923 | missingPlant.boilerFuelData.923 | flag.CACT.missingPair | missing.bf.923 | flag.ST.missing.bf.923 | flag.ST.missing.bf.923.unmapped | flag_RPM | flag_floatingGen | flag_BoilerRetired | flag_Boiler.Status | flag_923bogenCTonly | flagFuelHeat | flag_STassoc_CT_CS_CA | flag_CSassociation | flagFH_no_NG_January | flagNG_no_FH_January | flagFuelHeat_January | flagFH_no_NG_February | flagNG_no_FH_February | flagFuelHeat_February | flagFH_no_NG_March | flagNG_no_FH_March | flagFuelHeat_March | flagFH_no_NG_April | flagNG_no_FH_April | flagFuelHeat_April | flagFH_no_NG_May | flagNG_no_FH_May | flagFuelHeat_May | flagFH_no_NG_June | flagNG_no_FH_June | flagFuelHeat_June | flagFH_no_NG_July | flagNG_no_FH_July | flagFuelHeat_July | flagFH_no_NG_August | flagNG_no_FH_August | flagFuelHeat_August | flagFH_no_NG_September | flagNG_no_FH_September | flagFuelHeat_September | flagFH_no_NG_October | flagNG_no_FH_October | flagFuelHeat_October | flagFH_no_NG_November | flagNG_no_FH_November | flagFuelHeat_November | flagFH_no_NG_December | flagNG_no_FH_December | flagFuelHeat_December | flag_ManualPlant | flag_MisMatch
| 8068 | 8068^5A | 8068^5 | 0 | 0 | 0 | 0 | 0 | 0 | 0 | 0 | 0 | 0 | 0 | 0 | 0 | 0 | 0 | 0 | 0 | 0 | 0 | 0 | 0 | 0 | 0 | 0 | 0 | 0 | 0 | 0 | 0 | 0 | 0 | 0 | 0 | 0 | 0 | 0 | 0 | 0 | 0 | 0 | 0 | 0 | 0 | 0 | 0 | 0 | 0 | 0 | 0 | 0 | 0 | 0 | 0 | 0 | 0 | 0 | 0 | 0 | 0 | 1
| 8068 | 8068^5B | 8068^5 | 0 | 0 | 0 | 0 | 0 | 0 | 0 | 0 | 0 | 0 | 0 | 0 | 0 | 0 | 0 | 0 | 0 | 0 | 0 | 0 | 0 | 0 | 0 | 0 | 0 | 0 | 0 | 0 | 0 | 0 | 0 | 0 | 0 | 0 | 0 | 0 | 0 | 0 | 0 | 0 | 0 | 0 | 0 | 0 | 0 | 0 | 0 | 0 | 0 | 0 | 0 | 0 | 0 | 0 | 0 | 0 | 0 | 0 | 0 | 1
| 8068 | 8068^6A | 8068^6 | 0 | 0 | 0 | 0 | 0 | 0 | 0 | 0 | 0 | 0 | 0 | 0 | 0 | 0 | 0 | 0 | 0 | 0 | 0 | 0 | 0 | 0 | 0 | 0 | 0 | 0 | 0 | 0 | 0 | 0 | 0 | 0 | 0 | 0 | 0 | 0 | 0 | 0 | 0 | 0 | 0 | 0 | 0 | 0 | 0 | 0 | 0 | 0 | 0 | 0 | 0 | 0 | 0 | 0 | 0 | 0 | 0 | 0 | 0 | 1
| 8068 | 8068^ST1 | 8068^1 | 0 | 0 | 0 | 1 | 0 | 1 | 0 | 0 | 0 | 0 | 0 | 0 | 0 | 0 | 0 | 0 | 0 | 0 | 0 | 0 | 0 | 0 | 1 | 0 | 0 | 0 | 0 | 0 | 0 | 0 | 0 | 0 | 0 | 0 | 0 | 0 | 0 | 0 | 0 | 0 | 0 | 0 | 0 | 0 | 0 | 0 | 0 | 0 | 0 | 0 | 0 | 0 | 0 | 0 | 0 | 1 | 0 | 0 | 0 | 1
| 8068 | 8068^ST2 | 8068^2 | 0 | 0 | 0 | 1 | 0 | 1 | 0 | 0 | 0 | 0 | 0 | 0 | 0 | 0 | 0 | 0 | 0 | 0 | 0 | 0 | 0 | 0 | 0 | 0 | 0 | 0 | 0 | 0 | 0 | 0 | 0 | 0 | 0 | 0 | 1 | 0 | 0 | 0 | 0 | 0 | 0 | 0 | 0 | 0 | 0 | 0 | 0 | 0 | 0 | 0 | 0 | 0 | 0 | 0 | 0 | 0 | 0 | 0 | 0 | 1
| 8068 | 8068^ST3 | 8068^3 | 0 | 0 | 0 | 1 | 0 | 1 | 0 | 0 | 0 | 0 | 0 | 0 | 0 | 0 | 0 | 0 | 0 | 0 | 0 | 0 | 0 | 0 | 0 | 0 | 0 | 0 | 0 | 0 | 0 | 0 | 0 | 0 | 0 | 0 | 0 | 0 | 0 | 0 | 0 | 0 | 0 | 0 | 0 | 0 | 0 | 0 | 0 | 0 | 0 | 0 | 0 | 0 | 0 | 0 | 0 | 0 | 0 | 0 | 0 | 1
| 8068 | 8068^ST4 | 8068^4 | 0 | 0 | 0 | 1 | 0 | 1 | 0 | 0 | 0 | 0 | 0 | 0 | 0 | 0 | 0 | 0 | 0 | 0 | 0 | 0 | 0 | 0 | 0 | 0 | 0 | 0 | 0 | 0 | 0 | 0 | 0 | 0 | 0 | 0 | 0 | 0 | 0 | 0 | 0 | 0 | 0 | 0 | 0 | 0 | 0 | 0 | 0 | 0 | 0 | 0 | 0 | 0 | 0 | 0 | 0 | 0 | 0 | 0 | 0 | 1
| 8068 | 8068^ST5A | 8068^5 | 0 | 0 | 0 | 0 | 0 | 1 | 0 | 0 | 0 | 0 | 0 | 0 | 0 | 0 | 0 | 0 | 0 | 0 | 0 | 0 | 0 | 0 | 0 | 0 | 0 | 0 | 0 | 0 | 0 | 0 | 0 | 0 | 0 | 0 | 0 | 0 | 0 | 0 | 0 | 0 | 0 | 0 | 0 | 0 | 0 | 0 | 0 | 0 | 0 | 0 | 0 | 0 | 0 | 0 | 0 | 0 | 0 | 0 | 0 | 1
| 8068 | 8068^ST5B | 8068^5 | 0 | 0 | 0 | 0 | 0 | 1 | 0 | 0 | 0 | 0 | 0 | 0 | 0 | 0 | 0 | 0 | 0 | 0 | 0 | 0 | 0 | 0 | 0 | 0 | 0 | 0 | 0 | 0 | 0 | 0 | 0 | 0 | 0 | 0 | 0 | 0 | 0 | 0 | 0 | 0 | 0 | 0 | 0 | 0 | 0 | 0 | 0 | 0 | 0 | 0 | 0 | 0 | 0 | 0 | 0 | 0 | 0 | 0 | 0 | 1
| 8068 | 8068^ST6A | 8068^6 | 0 | 0 | 0 | 0 | 0 | 1 | 0 | 0 | 0 | 0 | 0 | 0 | 0 | 0 | 0 | 0 | 0 | 0 | 0 | 0 | 0 | 0 | 0 | 0 | 0 | 0 | 0 | 0 | 0 | 0 | 0 | 0 | 0 | 0 | 0 | 0 | 0 | 0 | 0 | 0 | 0 | 0 | 0 | 0 | 0 | 0 | 0 | 0 | 0 | 0 | 0 | 0 | 0 | 0 | 0 | 0 | 0 | 0 | 0 | 1
auto_sheet3_key |  |  |  | 2015
manualBogenEdit | Plant.Code | bogen | Boiler.ID | Unit.Code | bga.source | Boiler.ID.Total.Fuel.Heat.January | PlantLine.Total.Fuel.Heat.January | flagNG_no_FH_January | flagFH_no_NG_January | flagFuelHeat_January | Boiler.ID.Total.Fuel.Heat.February | PlantLine.Total.Fuel.Heat.February | flagNG_no_FH_February | flagFH_no_NG_February | flagFuelHeat_February | Boiler.ID.Total.Fuel.Heat.March | PlantLine.Total.Fuel.Heat.March | flagNG_no_FH_March | flagFH_no_NG_March | flagFuelHeat_March | Boiler.ID.Total.Fuel.Heat.April | PlantLine.Total.Fuel.Heat.April | flagNG_no_FH_April | flagFH_no_NG_April | flagFuelHeat_April | Boiler.ID.Total.Fuel.Heat.May | PlantLine.Total.Fuel.Heat.May | flagNG_no_FH_May | flagFH_no_NG_May | flagFuelHeat_May | Boiler.ID.Total.Fuel.Heat.June | PlantLine.Total.Fuel.Heat.June | flagNG_no_FH_June | flagFH_no_NG_June | flagFuelHeat_June | Boiler.ID.Total.Fuel.Heat.July | PlantLine.Total.Fuel.Heat.July | flagNG_no_FH_July | flagFH_no_NG_July | flagFuelHeat_July | Boiler.ID.Total.Fuel.Heat.August | PlantLine.Total.Fuel.Heat.August | flagNG_no_FH_August | flagFH_no_NG_August | flagFuelHeat_August | Boiler.ID.Total.Fuel.Heat.September | PlantLine.Total.Fuel.Heat.September | flagNG_no_FH_September | flagFH_no_NG_September | flagFuelHeat_September | Boiler.ID.Total.Fuel.Heat.October | PlantLine.Total.Fuel.Heat.October | flagNG_no_FH_October | flagFH_no_NG_October | flagFuelHeat_October | Boiler.ID.Total.Fuel.Heat.November | PlantLine.Total.Fuel.Heat.November | flagNG_no_FH_November | flagFH_no_NG_November | flagFuelHeat_November | Boiler.ID.Total.Fuel.Heat.December | PlantLine.Total.Fuel.Heat.December | flagNG_no_FH_December | flagFH_no_NG_December | flagFuelHeat_December | missing.from.923 | flagBoiler.ID_assoc | orig_Boiler.ID_assoc | orig_Boiler.ID_bf.923 | flagBoiler.ID_bf.923 | missing.bf.923 | Reported.Prime.Mover_bf.923 | Reported.Prime.Mover_923 | Reported.Prime.Mover_860 | Reported.Fuel.Type.Code | Technology | Energy.Source.1 | unmapped_but_in_923 | unmapped | Orphan.Boiler | Boiler.Status | Boiler.Retirement.Year | Boiler.Retirement.Month | flag_BoilerRetired | flag_Boiler.Status | Boiler.ID.NotIn.Assoc | missingPlant.assoc | missingPlant.boilerDesignData.860 | missingPlant.generation.data.923 | missingPlant.boilerFuelData.923 | Reported.Prime.Mover_page1 | flag.ST.missing.bf.923 | flag.CACT.missingPair | flag_923bogenCTonly | flag.NGCC.badFuel | flag.ST.missing.bf.923.unmapped | flag_RPM | flag_floatingGen | flagFuelHeat | flag_STassoc_CT_CS_CA | flag_CSassociation | countFlags | YEAR | plant_bo | plant_bo_bf.923 | plant_bo_assoc | manualBogenEditFileName | manualBogenEditDateTime
0 | 8068 | 8068^5 | 5A | STS5 | unit_connection | 0 |  | 0 | 0 | 0 | 42717.718 |  | 0 | 0 | 0 | 91984.035 |  | 0 | 0 | 0 | 9230.76 |  | 0 | 0 | 0 | 13642.978 |  | 0 | 0 | 0 | 103905.876 |  | 0 | 0 | 0 | 101366.041 |  | 0 | 0 | 0 | 131021.588 |  | 0 | 0 | 0 | 98510.132 |  | 0 | 0 | 0 | 75798.32 |  | 0 | 0 | 0 | 81430.648 |  | 0 | 0 | 0 | 1867.22 |  | 0 | 0 | 0 | FALSE | removeChar | 5A | 5A | removeChar | FALSE | CA | CT | CT | NG | Natural Gas Fired Combined Cycle | NG | FALSE | FALSE | FALSE | OP |  |  |  | 0 | 0 | FALSE | FALSE | FALSE | FALSE |  | 0 | FALSE | FALSE | 0 | 0 |  | 0 | 0 | 0 | 0 | 2 | 2015 | 8068^5A | 8068^5A | 8068^5A
0 | 8068 | 8068^5 | 5B | STS5 | unit_connection | 5373.698 |  | 0 | 0 | 0 | 17789.305 |  | 0 | 0 | 0 | 80633.245 |  | 0 | 0 | 0 | 8429.932 |  | 0 | 0 | 0 | 17754.804 |  | 0 | 0 | 0 | 74773.368 |  | 0 | 0 | 0 | 99915.228 |  | 0 | 0 | 0 | 127992.832 |  | 0 | 0 | 0 | 95678.744 |  | 0 | 0 | 0 | 75931.44 |  | 0 | 0 | 0 | 79270.72 |  | 0 | 0 | 0 | 14334.585 |  | 0 | 0 | 0 | FALSE | removeChar | 5B | 5B | removeChar | FALSE | CA | CT | CT | NG | Natural Gas Fired Combined Cycle | NG | FALSE | FALSE | FALSE | OP |  |  |  | 0 | 0 | FALSE | FALSE | FALSE | FALSE |  | 0 | FALSE | FALSE | 0 | 0 |  | 0 | 0 | 0 | 0 | 2 | 2015 | 8068^5B | 8068^5B | 8068^5B
0 | 8068 | 8068^6 | 6A | STS6 | string_assn | 10298.64 |  | 0 | 0 | 0 | 0 |  | 0 | 0 | 0 | 18324.075 |  | 0 | 0 | 0 | 69859.552 |  | 0 | 0 | 0 | 21272.502 |  | 0 | 0 | 0 | 85453.35 |  | 0 | 0 | 0 | 86913.19 |  | 0 | 0 | 0 | 115819.96 |  | 0 | 0 | 0 | 85449.28 |  | 0 | 0 | 0 | 110007.04 |  | 0 | 0 | 0 | 107021.76 |  | 0 | 0 | 0 | 54934.032 |  | 0 | 0 | 0 | FALSE | removeChar | 6A | 6A | removeChar | FALSE | CA | CT | CT | NG | Natural Gas Fired Combined Cycle | NG | FALSE | FALSE | FALSE | OP |  |  |  | 0 | 0 | FALSE | FALSE | FALSE | FALSE |  | 0 | FALSE | FALSE | 0 | 0 |  | 0 | 0 | 0 | 0 | 2 | 2015 | 8068^6A | 8068^6A | 8068^6A
0 | 8068 | 8068^1 | ST1 |  |  | 1524.116 |  | 0 | 1 | 0 | 0 |  | 0 | 0 | 0 | 33598.84 |  | 0 | 0 | 0 | 10945.34 |  | 0 | 0 | 0 | 3745.726 |  | 0 | 0 | 0 | 176388.378 |  | 0 | 0 | 0 | 128075.185 |  | 0 | 0 | 0 | 224334.544 |  | 0 | 0 | 0 | 165539.332 |  | 0 | 0 | 0 | 84691.36 |  | 0 | 0 | 0 | 41016.624 |  | 0 | 0 | 0 | 806.681 |  | 0 | 1 | 0 | FALSE |  |  | ST1 | removeChar | FALSE | CS |  |  | NG |  |  |  |  | TRUE |  |  |  |  | 0 | 1 | FALSE | FALSE | FALSE | FALSE |  | 0 | FALSE | FALSE | 0 | 0 |  | 0 | 0 | 0 | 0 | 5 | 2015 | 8068^ST1 | 8068^ST1 | 8068^NA
0 | 8068 | 8068^2 | ST2 |  |  | 3996.41 |  | 0 | 0 | 0 | 0 |  | 0 | 0 | 0 | 17528.83 |  | 0 | 0 | 0 | 0 |  | 0 | 0 | 0 | 762.534 |  | 0 | 1 | 0 | 163438.29 |  | 0 | 0 | 0 | 102873.176 |  | 0 | 0 | 0 | 179453.793 |  | 0 | 0 | 0 | 143338.888 |  | 0 | 0 | 0 | 62980.32 |  | 0 | 0 | 0 | 25317.584 |  | 0 | 0 | 0 | 0 |  | 0 | 0 | 0 | FALSE |  |  | ST2 | removeChar | FALSE | CS |  |  | NG |  |  |  |  | TRUE |  |  |  |  | 0 | 1 | FALSE | FALSE | FALSE | FALSE |  | 0 | FALSE | FALSE | 0 | 0 |  | 0 | 0 | 0 | 0 | 4 | 2015 | 8068^ST2 | 8068^ST2 | 8068^NA
0 | 8068 | 8068^3 | ST3 |  |  | 2089.714 |  | 0 | 0 | 0 | 0 |  | 0 | 0 | 0 | 19771.4 |  | 0 | 0 | 0 | 17191.384 |  | 0 | 0 | 0 | 20439.886 |  | 0 | 0 | 0 | 149798.97 |  | 0 | 0 | 0 | 113574.356 |  | 0 | 0 | 0 | 184482.437 |  | 0 | 0 | 0 | 142762.872 |  | 0 | 0 | 0 | 54654.08 |  | 0 | 0 | 0 | 23795.888 |  | 0 | 0 | 0 | 0 |  | 0 | 0 | 0 | FALSE |  |  | ST3 | removeChar | FALSE | CS |  |  | NG |  |  |  |  | TRUE |  |  |  |  | 0 | 1 | FALSE | FALSE | FALSE | FALSE |  | 0 | FALSE | FALSE | 0 | 0 |  | 0 | 0 | 0 | 0 | 2 | 2015 | 8068^ST3 | 8068^ST3 | 8068^NA
0 | 8068 | 8068^4 | ST4 |  |  | 11507.386 |  | 0 | 0 | 0 | 0 |  | 0 | 0 | 0 | 23001.495 |  | 0 | 0 | 0 | 8242.416 |  | 0 | 0 | 0 | 19641.788 |  | 0 | 0 | 0 | 165275.55 |  | 0 | 0 | 0 | 99062.054 |  | 0 | 0 | 0 | 200461.914 |  | 0 | 0 | 0 | 158009.684 |  | 0 | 0 | 0 | 82241.12 |  | 0 | 0 | 0 | 38560.112 |  | 0 | 0 | 0 | 0 |  | 0 | 0 | 0 | FALSE |  |  | ST4 | removeChar | FALSE | CS |  |  | NG |  |  |  |  | TRUE |  |  |  |  | 0 | 1 | FALSE | FALSE | FALSE | FALSE |  | 0 | FALSE | FALSE | 0 | 0 |  | 0 | 0 | 0 | 0 | 2 | 2015 | 8068^ST4 | 8068^ST4 | 8068^NA
0 | 8068 | 8068^5 | ST5A | STS5 | unit_connection | 0 |  | 0 | 0 | 0 | 998243.103 |  | 0 | 0 | 0 | 1117309.82 |  | 0 | 0 | 0 | 112943.684 |  | 0 | 0 | 0 | 187582.318 |  | 0 | 0 | 0 | 841659.186 |  | 0 | 0 | 0 | 930851.425 |  | 0 | 0 | 0 | 1125493.787 |  | 0 | 0 | 0 | 1089833.668 |  | 0 | 0 | 0 | 923333.84 |  | 0 | 0 | 0 | 609267.376 |  | 0 | 0 | 0 | 59911.537 |  | 0 | 0 | 0 | FALSE |  |  | ST5A | removeChar | FALSE | CT | CT | CT | NG | Natural Gas Fired Combined Cycle | NG | FALSE | FALSE | FALSE |  |  |  |  | 0 | 1 | FALSE | FALSE | FALSE | FALSE |  | 0 | FALSE | FALSE | 0 | 0 |  | 0 | 0 | 0 | 0 | 2 | 2015 | 8068^ST5A | 8068^ST5A | 8068^NA
0 | 8068 | 8068^5 | ST5B | STS5 | unit_connection | 47747.018 |  | 0 | 0 | 0 | 388565.831 |  | 0 | 0 | 0 | 852105.54 |  | 0 | 0 | 0 | 93154.012 |  | 0 | 0 | 0 | 168830.676 |  | 0 | 0 | 0 | 575241.954 |  | 0 | 0 | 0 | 1056879.201 |  | 0 | 0 | 0 | 1122631.344 |  | 0 | 0 | 0 | 1081815.028 |  | 0 | 0 | 0 | 943171.84 |  | 0 | 0 | 0 | 563770.552 |  | 0 | 0 | 0 | 170096.399 |  | 0 | 0 | 0 | FALSE |  |  | ST5B | removeChar | FALSE | CT | CT | CT | NG | Natural Gas Fired Combined Cycle | NG | FALSE | FALSE | FALSE |  |  |  |  | 0 | 1 | FALSE | FALSE | FALSE | FALSE |  | 0 | FALSE | FALSE | 0 | 0 |  | 0 | 0 | 0 | 0 | 2 | 2015 | 8068^ST5B | 8068^ST5B | 8068^NA
0 | 8068 | 8068^6 | ST6A | STS6 | string_assn | 126346.528 |  | 0 | 0 | 0 | 0 |  | 0 | 0 | 0 | 134690.05 |  | 0 | 0 | 0 | 735658.42 |  | 0 | 0 | 0 | 151980.662 |  | 0 | 0 | 0 | 564859.878 |  | 0 | 0 | 0 | 602614.11 |  | 0 | 0 | 0 | 804688.406 |  | 0 | 0 | 0 | 790015.268 |  | 0 | 0 | 0 | 991662.88 |  | 0 | 0 | 0 | 915583.104 |  | 0 | 0 | 0 | 592391.28 |  | 0 | 0 | 0 | FALSE |  |  | ST6A | removeChar | FALSE | CT | CT | CT | NG | Natural Gas Fired Combined Cycle | NG | FALSE | FALSE | FALSE |  |  |  |  | 0 | 1 | FALSE | FALSE | FALSE | FALSE |  | 0 | FALSE | FALSE | 0 | 0 |  | 0 | 0 | 0 | 0 | 2 | 2015 | 8068^ST6A | 8068^ST6A | 8068^NA
orig_sheet4_key |  |  |  | 2015
| plant_gen | bogen | Plant.Code
| 8068^ST1 | 8068^1 | 8068
| 8068^ST2 | 8068^2 | 8068
| 8068^ST3 | 8068^3 | 8068
| 8068^ST4 | 8068^4 | 8068
| 8068^ST5A | 8068^5 | 8068
| 8068^ST5B | 8068^5 | 8068
| 8068^ST5S | 8068^5 | 8068
| 8068^ST6A | 8068^6 | 8068
| 8068^ST6S | 8068^6 | 8068
auto_sheet4_flags |  |  |  | 2015
| Plant.Code | plant_gen | bogen | missing.from.923 | Generator.Status | Orphan.Generator | unmapped_but_in_923 | unmapped | missingPlant.assoc | missingPlant.generator.data.860 | missingPlant.generation.data.923 | flag.CACT.missingPair | missing.bf.923 | missing.generation.data | flag.ST.missing.bf.923 | flag.ST.missing.bf.923.unmapped | flag_RPM | flag_floatingGen | flag_GeneratorRetired | flag_Generator.Status | flag_923bogenCTonly | flagFuelHeat | flag_STassoc_CT_CS_CA | flag_CSassociation | flagNetGenWithoutFuelHeat | flagFuelHeatWithoutNetGen | flagFH_no_NG_January | flagNG_no_FH_January | flagFuelHeat_January | flagFH_no_NG_February | flagNG_no_FH_February | flagFuelHeat_February | flagFH_no_NG_March | flagNG_no_FH_March | flagFuelHeat_March | flagFH_no_NG_April | flagNG_no_FH_April | flagFuelHeat_April | flagFH_no_NG_May | flagNG_no_FH_May | flagFuelHeat_May | flagFH_no_NG_June | flagNG_no_FH_June | flagFuelHeat_June | flagFH_no_NG_July | flagNG_no_FH_July | flagFuelHeat_July | flagFH_no_NG_August | flagNG_no_FH_August | flagFuelHeat_August | flagFH_no_NG_September | flagNG_no_FH_September | flagFuelHeat_September | flagFH_no_NG_October | flagNG_no_FH_October | flagFuelHeat_October | flagFH_no_NG_November | flagNG_no_FH_November | flagFuelHeat_November | flagFH_no_NG_December | flagNG_no_FH_December | flagFuelHeat_December | flag_ManualPlant | flag_MisMatch
| 8068 | 8068^ST1 | 8068^1 | 0 | 0 | 0 | 0 | 0 | 0 | 0 | 0 | 0 | 1 | 0 | 0 | 0 | 0 | 0 | 0 | 0 | 0 | 0 | 0 | 0 | 0 | 1 | 1 | 0 | 0 | 0 | 0 | 0 | 0 | 0 | 0 | 0 | 0 | 0 | 0 | 0 | 0 | 0 | 0 | 0 | 0 | 0 | 0 | 0 | 0 | 0 | 0 | 0 | 0 | 0 | 0 | 0 | 0 | 0 | 0 | 1 | 0 | 0 | 0 | 1
| 8068 | 8068^ST2 | 8068^2 | 0 | 0 | 0 | 0 | 0 | 0 | 0 | 0 | 0 | 1 | 0 | 0 | 0 | 0 | 0 | 0 | 0 | 0 | 0 | 0 | 0 | 0 | 1 | 0 | 0 | 0 | 0 | 0 | 0 | 0 | 0 | 0 | 0 | 0 | 0 | 1 | 0 | 0 | 0 | 0 | 0 | 0 | 0 | 0 | 0 | 0 | 0 | 0 | 0 | 0 | 0 | 0 | 0 | 0 | 0 | 0 | 0 | 0 | 0 | 0 | 1
| 8068 | 8068^ST3 | 8068^3 | 0 | 0 | 0 | 0 | 0 | 0 | 0 | 0 | 0 | 1 | 0 | 0 | 0 | 0 | 0 | 0 | 0 | 0 | 0 | 0 | 0 | 0 | 0 | 0 | 0 | 0 | 0 | 0 | 0 | 0 | 0 | 0 | 0 | 0 | 0 | 0 | 0 | 0 | 0 | 0 | 0 | 0 | 0 | 0 | 0 | 0 | 0 | 0 | 0 | 0 | 0 | 0 | 0 | 0 | 0 | 0 | 0 | 0 | 0 | 0 | 1
| 8068 | 8068^ST4 | 8068^4 | 0 | 0 | 0 | 0 | 0 | 0 | 0 | 0 | 0 | 1 | 0 | 0 | 0 | 0 | 0 | 0 | 0 | 0 | 0 | 0 | 0 | 0 | 0 | 0 | 0 | 0 | 0 | 0 | 0 | 0 | 0 | 0 | 0 | 0 | 0 | 0 | 0 | 0 | 0 | 0 | 0 | 0 | 0 | 0 | 0 | 0 | 0 | 0 | 0 | 0 | 0 | 0 | 0 | 0 | 0 | 0 | 0 | 0 | 0 | 0 | 1
| 8068 | 8068^ST5A | 8068^5 | 0 | 0 | 0 | 0 | 0 | 0 | 0 | 0 | 0 | 0 | 0 | 0 | 0 | 0 | 0 | 0 | 0 | 0 | 0 | 0 | 0 | 0 | 0 | 0 | 0 | 0 | 0 | 0 | 0 | 0 | 0 | 0 | 0 | 0 | 0 | 0 | 0 | 0 | 0 | 0 | 0 | 0 | 0 | 0 | 0 | 0 | 0 | 0 | 0 | 0 | 0 | 0 | 0 | 0 | 0 | 0 | 0 | 0 | 0 | 0 | 1
| 8068 | 8068^ST5B | 8068^5 | 0 | 0 | 0 | 0 | 0 | 0 | 0 | 0 | 0 | 0 | 0 | 0 | 0 | 0 | 0 | 0 | 0 | 0 | 0 | 0 | 0 | 0 | 0 | 0 | 0 | 0 | 0 | 0 | 0 | 0 | 0 | 0 | 0 | 0 | 0 | 0 | 0 | 0 | 0 | 0 | 0 | 0 | 0 | 0 | 0 | 0 | 0 | 0 | 0 | 0 | 0 | 0 | 0 | 0 | 0 | 0 | 0 | 0 | 0 | 0 | 1
| 8068 | 8068^ST5S | 8068^5 | 0 | 0 | 0 | 0 | 0 | 0 | 0 | 0 | 0 | 0 | 0 | 0 | 0 | 0 | 0 | 0 | 0 | 0 | 0 | 0 | 0 | 0 | 0 | 0 | 0 | 0 | 0 | 0 | 0 | 0 | 0 | 0 | 0 | 0 | 0 | 0 | 0 | 0 | 0 | 0 | 0 | 0 | 0 | 0 | 0 | 0 | 0 | 0 | 0 | 0 | 0 | 0 | 0 | 0 | 0 | 0 | 0 | 0 | 0 | 0 | 1
| 8068 | 8068^ST6A | 8068^6 | 0 | 0 | 0 | 0 | 0 | 0 | 0 | 0 | 0 | 0 | 0 | 0 | 0 | 0 | 0 | 0 | 0 | 0 | 0 | 0 | 0 | 0 | 0 | 0 | 0 | 0 | 0 | 0 | 0 | 0 | 0 | 0 | 0 | 0 | 0 | 0 | 0 | 0 | 0 | 0 | 0 | 0 | 0 | 0 | 0 | 0 | 0 | 0 | 0 | 0 | 0 | 0 | 0 | 0 | 0 | 0 | 0 | 0 | 0 | 0 | 1
| 8068 | 8068^ST6S | 8068^6 | 0 | 0 | 0 | 0 | 0 | 0 | 0 | 0 | 0 | 0 | 0 | 0 | 0 | 0 | 0 | 0 | 0 | 0 | 0 | 0 | 0 | 0 | 0 | 0 | 0 | 0 | 0 | 0 | 0 | 0 | 0 | 0 | 0 | 0 | 0 | 0 | 0 | 0 | 0 | 0 | 0 | 0 | 0 | 0 | 0 | 0 | 0 | 0 | 0 | 0 | 0 | 0 | 0 | 0 | 0 | 0 | 0 | 0 | 0 | 0 | 1
auto_sheet4_key |  |  |  | 2015
manualBogenEdit | Plant.Code | Generator.ID | bogen | Unit.Code | bga.source | Net.Generation.mwh | Generator.ID.Total.Net.Generation.January | PlantLine.Total.Fuel.Heat.January | PlantLine.Total.Net.Generation.January | flagNG_no_FH_January | flagFH_no_NG_January | flagFuelHeat_January | Generator.ID.Total.Net.Generation.February | PlantLine.Total.Fuel.Heat.February | PlantLine.Total.Net.Generation.February | flagNG_no_FH_February | flagFH_no_NG_February | flagFuelHeat_February | Generator.ID.Total.Net.Generation.March | PlantLine.Total.Fuel.Heat.March | PlantLine.Total.Net.Generation.March | flagNG_no_FH_March | flagFH_no_NG_March | flagFuelHeat_March | Generator.ID.Total.Net.Generation.April | PlantLine.Total.Fuel.Heat.April | PlantLine.Total.Net.Generation.April | flagNG_no_FH_April | flagFH_no_NG_April | flagFuelHeat_April | Generator.ID.Total.Net.Generation.May | PlantLine.Total.Fuel.Heat.May | PlantLine.Total.Net.Generation.May | flagNG_no_FH_May | flagFH_no_NG_May | flagFuelHeat_May | Generator.ID.Total.Net.Generation.June | PlantLine.Total.Fuel.Heat.June | PlantLine.Total.Net.Generation.June | flagNG_no_FH_June | flagFH_no_NG_June | flagFuelHeat_June | Generator.ID.Total.Net.Generation.July | PlantLine.Total.Fuel.Heat.July | PlantLine.Total.Net.Generation.July | flagNG_no_FH_July | flagFH_no_NG_July | flagFuelHeat_July | Generator.ID.Total.Net.Generation.August | PlantLine.Total.Fuel.Heat.August | PlantLine.Total.Net.Generation.August | flagNG_no_FH_August | flagFH_no_NG_August | flagFuelHeat_August | Generator.ID.Total.Net.Generation.September | PlantLine.Total.Fuel.Heat.September | PlantLine.Total.Net.Generation.September | flagNG_no_FH_September | flagFH_no_NG_September | flagFuelHeat_September | Generator.ID.Total.Net.Generation.October | PlantLine.Total.Fuel.Heat.October | PlantLine.Total.Net.Generation.October | flagNG_no_FH_October | flagFH_no_NG_October | flagFuelHeat_October | Generator.ID.Total.Net.Generation.November | PlantLine.Total.Fuel.Heat.November | PlantLine.Total.Net.Generation.November | flagNG_no_FH_November | flagFH_no_NG_November | flagFuelHeat_November | Generator.ID.Total.Net.Generation.December | PlantLine.Total.Fuel.Heat.December | PlantLine.Total.Net.Generation.December | flagNG_no_FH_December | flagFH_no_NG_December | flagFuelHeat_December | missing.from.923 | orig_Generator.ID_923 | flagGenerator.ID_923 | orig_Generator.ID_860 | flagGenerator.ID_860 | flagGenerator.ID_assoc | orig_Generator.ID_assoc | missing.bf.923 | Reported.Prime.Mover_bf.923 | Reported.Prime.Mover_923 | Reported.Prime.Mover_860 | Reported.Fuel.Type.Code | Technology | Energy.Source.1 | Generator.Status | Orphan.Generator | unmapped_but_in_923 | unmapped | flag_Generator.Status | Generator.Retirement.Year | Generator.Retirement.Month | flag_GeneratorRetired | missingPlant.assoc | missingPlant.generator.data.860 | missingPlant.generation.data.923 | Reported.Prime.Mover_page1 | flag.ST.missing.bf.923 | flag.CACT.missingPair | flag_923bogenCTonly | flag.NGCC.badFuel | flag.ST.missing.bf.923.unmapped | flag_RPM | flag_floatingGen | flagNetGenWithoutFuelHeat | flagFuelHeatWithoutNetGen | flagFuelHeat | flag_STassoc_CT_CS_CA | flag_CSassociation | countFlags | YEAR | plant_gen | plant_gen.923 | plant_gen.860 | plant_gen_assoc | missing.generation.data | manualBogenEditFileName | manualBogenEditDateTime
0 | 8068 | ST1 | 8068^1 | none | eia860.org | 88303 | -49 |  |  | 0 | 1 | 0 | -247 |  |  | 0 | 0 | 0 | 3184 |  |  | 0 | 0 | 0 | 892 |  |  | 0 | 0 | 0 | 43 |  |  | 0 | 0 | 0 | 18187 |  |  | 0 | 0 | 0 | 13097 |  |  | 0 | 0 | 0 | 23230 |  |  | 0 | 0 | 0 | 17435 |  |  | 0 | 0 | 0 | 8454 |  |  | 0 | 0 | 0 | 4218 |  |  | 0 | 0 | 0 | -141 |  |  | 0 | 1 | 0 | FALSE | ST1 | removeChar | ST1 | removeChar | removeChar | ST1 | TRUE |  | CS | CS |  | Natural Gas Fired Combined Cycle | NG | OP | FALSE | FALSE | FALSE | 0 |  |  |  | FALSE | FALSE | FALSE |  | 0 | FALSE | FALSE | 0 | 0 |  | 0 | 0 | 2 | 0 | 0 | 0 | 6 | 2015 | 8068^ST1 | 8068^ST1 | 8068^ST1 | 8068^ST1 | FALSE
0 | 8068 | ST2 | 8068^2 | none | eia860.org | 74441 | 132 |  |  | 0 | 0 | 0 | -191 |  |  | 0 | 0 | 0 | 1726 |  |  | 0 | 0 | 0 | -184 |  |  | 0 | 0 | 0 | -55 |  |  | 0 | 1 | 0 | 17528 |  |  | 0 | 0 | 0 | 10857 |  |  | 0 | 0 | 0 | 19517 |  |  | 0 | 0 | 0 | 16012 |  |  | 0 | 0 | 0 | 6673 |  |  | 0 | 0 | 0 | 2680 |  |  | 0 | 0 | 0 | -254 |  |  | 0 | 0 | 0 | FALSE | ST2 | removeChar | ST2 | removeChar | removeChar | ST2 | TRUE |  | CS | CS |  | Natural Gas Fired Combined Cycle | NG | OP | FALSE | FALSE | FALSE | 0 |  |  |  | FALSE | FALSE | FALSE |  | 0 | FALSE | FALSE | 0 | 0 |  | 0 | 0 | 1 | 0 | 0 | 0 | 5 | 2015 | 8068^ST2 | 8068^ST2 | 8068^ST2 | 8068^ST2 | FALSE
0 | 8068 | ST3 | 8068^3 | none | eia860.org | 79066 | 58 |  |  | 0 | 0 | 0 | -247 |  |  | 0 | 0 | 0 | 1944 |  |  | 0 | 0 | 0 | 1647 |  |  | 0 | 0 | 0 | 1937 |  |  | 0 | 0 | 0 | 16176 |  |  | 0 | 0 | 0 | 12464 |  |  | 0 | 0 | 0 | 20541 |  |  | 0 | 0 | 0 | 16314 |  |  | 0 | 0 | 0 | 5814 |  |  | 0 | 0 | 0 | 2627 |  |  | 0 | 0 | 0 | -209 |  |  | 0 | 0 | 0 | FALSE | ST3 | removeChar | ST3 | removeChar | removeChar | ST3 | TRUE |  | CS | CS |  | Natural Gas Fired Combined Cycle | NG | OP | FALSE | FALSE | FALSE | 0 |  |  |  | FALSE | FALSE | FALSE |  | 0 | FALSE | FALSE | 0 | 0 |  | 0 | 0 | 0 | 0 | 0 | 0 | 3 | 2015 | 8068^ST3 | 8068^ST3 | 8068^ST3 | 8068^ST3 | FALSE
0 | 8068 | ST4 | 8068^4 | none | eia860.org | 86509 | 913 |  |  | 0 | 0 | 0 | -191 |  |  | 0 | 0 | 0 | 2325 |  |  | 0 | 0 | 0 | 729 |  |  | 0 | 0 | 0 | 2031 |  |  | 0 | 0 | 0 | 17797 |  |  | 0 | 0 | 0 | 10378 |  |  | 0 | 0 | 0 | 22007 |  |  | 0 | 0 | 0 | 17756 |  |  | 0 | 0 | 0 | 8827 |  |  | 0 | 0 | 0 | 4191 |  |  | 0 | 0 | 0 | -254 |  |  | 0 | 0 | 0 | FALSE | ST4 | removeChar | ST4 | removeChar | removeChar | ST4 | TRUE |  | CS | CS |  | Natural Gas Fired Combined Cycle | NG | OP | FALSE | FALSE | FALSE | 0 |  |  |  | FALSE | FALSE | FALSE |  | 0 | FALSE | FALSE | 0 | 0 |  | 0 | 0 | 0 | 0 | 0 | 0 | 3 | 2015 | 8068^ST4 | 8068^ST4 | 8068^ST4 | 8068^ST4 | FALSE
0 | 8068 | ST5A | 8068^5 | STS5 | unit_connection | 699493 | 0 |  |  | 0 | 0 | 0 | 86711 |  |  | 0 | 0 | 0 | 99640 |  |  | 0 | 0 | 0 | 9975 |  |  | 0 | 0 | 0 | 15444 |  |  | 0 | 0 | 0 | 71620 |  |  | 0 | 0 | 0 | 80726 |  |  | 0 | 0 | 0 | 99234 |  |  | 0 | 0 | 0 | 95967 |  |  | 0 | 0 | 0 | 81737 |  |  | 0 | 0 | 0 | 53622 |  |  | 0 | 0 | 0 | 4817 |  |  | 0 | 0 | 0 | FALSE | ST5A | removeChar | ST5A | removeChar |  |  | FALSE | CA | CT | CT | NG | Natural Gas Fired Combined Cycle | NG | OP | FALSE | FALSE | FALSE | 0 |  |  |  | FALSE | FALSE | FALSE |  | 0 | FALSE | FALSE | 0 | 0 |  | 0 | 0 | 0 | 0 | 0 | 0 | 2 | 2015 | 8068^ST5A | 8068^ST5A | 8068^ST5A | 8068^NA | FALSE
0 | 8068 | ST5B | 8068^5 | STS5 | unit_connection | 602825 | 2302 |  |  | 0 | 0 | 0 | 30842 |  |  | 0 | 0 | 0 | 72471 |  |  | 0 | 0 | 0 | 6769 |  |  | 0 | 0 | 0 | 13626 |  |  | 0 | 0 | 0 | 50886 |  |  | 0 | 0 | 0 | 92724 |  |  | 0 | 0 | 0 | 96755 |  |  | 0 | 0 | 0 | 92822 |  |  | 0 | 0 | 0 | 81734 |  |  | 0 | 0 | 0 | 49682 |  |  | 0 | 0 | 0 | 12212 |  |  | 0 | 0 | 0 | FALSE | ST5B | removeChar | ST5B | removeChar |  |  | FALSE | CA | CT | CT | NG | Natural Gas Fired Combined Cycle | NG | OP | FALSE | FALSE | FALSE | 0 |  |  |  | FALSE | FALSE | FALSE |  | 0 | FALSE | FALSE | 0 | 0 |  | 0 | 0 | 0 | 0 | 0 | 0 | 2 | 2015 | 8068^ST5B | 8068^ST5B | 8068^ST5B | 8068^NA | FALSE
0 | 8068 | ST5S | 8068^5 | STS5 | eia860.org | 912435 | 2154 |  |  | 0 | 0 | 0 | 75555 |  |  | 0 | 0 | 0 | 119710 |  |  | 0 | 0 | 0 | 11257 |  |  | 0 | 0 | 0 | 19333 |  |  | 0 | 0 | 0 | 89609 |  |  | 0 | 0 | 0 | 122977 |  |  | 0 | 0 | 0 | 144505 |  |  | 0 | 0 | 0 | 133653 |  |  | 0 | 0 | 0 | 111322 |  |  | 0 | 0 | 0 | 73421 |  |  | 0 | 0 | 0 | 8939 |  |  | 0 | 0 | 0 | FALSE | ST5S | removeChar | ST5S | removeChar | removeChar | ST5S | FALSE | CA | CA | CA | NG | Natural Gas Fired Combined Cycle | NG | OP | FALSE | FALSE | FALSE | 0 |  |  |  | FALSE | FALSE | FALSE |  | 0 | FALSE | FALSE | 0 | 0 |  | 0 | 0 | 0 | 0 | 0 | 0 | 2 | 2015 | 8068^ST5S | 8068^ST5S | 8068^ST5S | 8068^ST5S | FALSE
0 | 8068 | ST6A | 8068^6 | STS6 | string_assn | 572160 | 11702 |  |  | 0 | 0 | 0 | 0 |  |  | 0 | 0 | 0 | 10233 |  |  | 0 | 0 | 0 | 67552 |  |  | 0 | 0 | 0 | 12979 |  |  | 0 | 0 | 0 | 48642 |  |  | 0 | 0 | 0 | 52545 |  |  | 0 | 0 | 0 | 70964 |  |  | 0 | 0 | 0 | 71695 |  |  | 0 | 0 | 0 | 90981 |  |  | 0 | 0 | 0 | 82551 |  |  | 0 | 0 | 0 | 52316 |  |  | 0 | 0 | 0 | FALSE | ST6A | removeChar | ST6A | removeChar |  |  | FALSE | CA | CT | CT | NG | Natural Gas Fired Combined Cycle | NG | OP | FALSE | FALSE | FALSE | 0 |  |  |  | FALSE | FALSE | FALSE |  | 0 | FALSE | FALSE | 0 | 0 |  | 0 | 0 | 0 | 0 | 0 | 0 | 2 | 2015 | 8068^ST6A | 8068^ST6A | 8068^ST6A | 8068^NA | FALSE
0 | 8068 | ST6S | 8068^6 | STS6 | eia860.org | 406231 | 7524 |  |  | 0 | 0 | 0 | 0 |  |  | 0 | 0 | 0 | 7392 |  |  | 0 | 0 | 0 | 44369 |  |  | 0 | 0 | 0 | 8383 |  |  | 0 | 0 | 0 | 37522 |  |  | 0 | 0 | 0 | 39883 |  |  | 0 | 0 | 0 | 54280 |  |  | 0 | 0 | 0 | 49397 |  |  | 0 | 0 | 0 | 64587 |  |  | 0 | 0 | 0 | 57635 |  |  | 0 | 0 | 0 | 35259 |  |  | 0 | 0 | 0 | FALSE | ST6S | removeChar | ST6S | removeChar | removeChar | ST6S | FALSE | CA | CA | CA | NG | Natural Gas Fired Combined Cycle | NG | OP | FALSE | FALSE | FALSE | 0 |  |  |  | FALSE | FALSE | FALSE |  | 0 | FALSE | FALSE | 0 | 0 |  | 0 | 0 | 0 | 0 | 0 | 0 | 2 | 2015 | 8068^ST6S | 8068^ST6S | 8068^ST6S | 8068^ST6S | FALSE
EIA_associationTable |  |  |  | 2015
| Utility.ID | Utility.Name | Plant.Code | Plant.Name | Boiler.ID | Generator.ID | Steam.Plant.Type
| 16572 | Salt River Project | 8068 | Santan | 1 | ST1 | 1
| 16572 | Salt River Project | 8068 | Santan | 2 | ST2 | 1
| 16572 | Salt River Project | 8068 | Santan | 3 | ST3 | 1
| 16572 | Salt River Project | 8068 | Santan | 4 | ST4 | 1
| 16572 | Salt River Project | 8068 | Santan | 5B | ST5S | 1
| 16572 | Salt River Project | 8068 | Santan | 5A | ST5S | 1
| 16572 | Salt River Project | 8068 | Santan | 6A | ST6S | 1
generator.data.860 |  |  |  | 2015
| Utility.ID | Utility.Name | Plant.Code | Plant.Name | State | County | Generator.ID | Technology | Prime.Mover | Unit.Code | Ownership | Duct.Burners | Can.Bypass.Heat.Recovery.Steam.Generator. | RTO.ISO.LMP.Node.Designation | RTO.ISO.Location.Designation.for.Reporting.Wholesale.Sales.Data.to.FERC | Nameplate.Capacity..MW. | Nameplate.Power.Factor | Summer.Capacity..MW. | Winter.Capacity..MW. | Minimum.Load..MW. | Uprate.or.Derate.Completed.During.Year | Month.Uprate.or.Derate.Completed | Year.Uprate.or.Derate.Completed | Status | Synchronized.to.Transmission.Grid | Operating.Month | Operating.Year | Planned.Retirement.Month | Planned.Retirement.Year | Associated.with.Combined.Heat.and.Power.System | Sector.Name | Sector | Topping.or.Bottoming | Energy.Source.1 | Energy.Source.2 | Energy.Source.3 | Energy.Source.4 | Energy.Source.5 | Energy.Source.6 | Startup.Source.1 | Startup.Source.2 | Startup.Source.3 | Startup.Source.4 | Solid.Fuel.Gasification.System. | Carbon.Capture.Technology. | Turbines..Inverters..or.Hydrokinetic.Buoys | Time.from.Cold.Shutdown.to.Full.Load | Fluidized.Bed.Technology. | Pulverized.Coal.Technology. | Stoker.Technology. | Other.Combustion.Technology. | Subcritical.Technology. | Supercritical.Technology. | Ultrasupercritical.Technology. | Planned.Net.Summer.Capacity.Uprate..MW. | Planned.Net.Winter.Capacity.Uprate..MW. | Planned.Uprate.Month | Planned.Uprate.Year | Planned.Net.Summer.Capacity.Derate..MW. | Planned.Net.Winter.Capacity.Derate..MW. | Planned.Derate.Month | Planned.Derate.Year | Planned.New.Prime.Mover | Planned.Energy.Source.1 | Planned.New.Nameplate.Capacity..MW. | Planned.Repower.Month | Planned.Repower.Year | Other.Planned.Modifications. | Other.Modifications.Month | Other.Modifications.Year | Cofire.Fuels. | Switch.Between.Oil.and.Natural.Gas.
| 16572 | Salt River Project | 8068 | Santan | AZ | Maricopa | ST1 | Natural Gas Fired Combined Cycle | CS |  | S | N | X |  |  | 103.5 | 0.9 | 92 | 103 | 40 | N |  |  | OP | X | 10 | 1974 |  |  | N | Electric Utility | 1 | X | NG | [5 empty] | NG |  |  |  | N | N |  | 1H | [20 empty] | N |  |  | N | N
| 16572 | Salt River Project | 8068 | Santan | AZ | Maricopa | ST2 | Natural Gas Fired Combined Cycle | CS |  | S | N | X |  |  | 103.5 | 0.9 | 92 | 103 | 40 | N |  |  | OP | X | 12 | 1974 |  |  | N | Electric Utility | 1 | X | NG | [5 empty] | NG |  |  |  | N | N |  | 1H | [20 empty] | N |  |  | N | N
| 16572 | Salt River Project | 8068 | Santan | AZ | Maricopa | ST3 | Natural Gas Fired Combined Cycle | CS |  | S | N | X |  |  | 103.5 | 0.9 | 92 | 103 | 40 | N |  |  | OP | X | 10 | 1974 |  |  | N | Electric Utility | 1 | X | NG | [5 empty] | NG |  |  |  | N | N |  | 1H | [20 empty] | N |  |  | N | N
| 16572 | Salt River Project | 8068 | Santan | AZ | Maricopa | ST4 | Natural Gas Fired Combined Cycle | CS |  | S | N | X |  |  | 103.5 | 0.9 | 92 | 103 | 40 | N |  |  | OP | X | 5 | 1975 |  |  | N | Electric Utility | 1 | X | NG | [5 empty] | NG |  |  |  | N | N |  | 1H | [20 empty] | N |  |  | N | N
| 16572 | Salt River Project | 8068 | Santan | AZ | Maricopa | ST5A | Natural Gas Fired Combined Cycle | CT | STS5 | S | X | Y |  |  | 153.8 | 0.85 | 151 | 170 | 90 | N |  |  | OP | X | 4 | 2005 |  |  | N | Electric Utility | 1 | X | NG | [5 empty] | NG |  |  |  | N | N |  | 12H | [20 empty] | N |  |  | N | N
| 16572 | Salt River Project | 8068 | Santan | AZ | Maricopa | ST5B | Natural Gas Fired Combined Cycle | CT | STS5 | S | X | Y |  |  | 153.8 | 0.85 | 151 | 170 | 90 | N |  |  | OP | X | 4 | 2005 |  |  | N | Electric Utility | 1 | X | NG | [5 empty] | NG |  |  |  | N | N |  | 12H | [20 empty] | N |  |  | N | N
| 16572 | Salt River Project | 8068 | Santan | AZ | Maricopa | ST5S | Natural Gas Fired Combined Cycle | CA | STS5 | S | Y | X |  |  | 314.5 | 0.85 | 280 | 286 | 60 | N |  |  | OP | X | 4 | 2005 |  |  | N | Electric Utility | 1 | X | NG | [5 empty] | NG |  |  |  | N | N |  | 12H | [20 empty] | N |  |  | N | N
| 16572 | Salt River Project | 8068 | Santan | AZ | Maricopa | ST6A | Natural Gas Fired Combined Cycle | CT | STS6 | S | X | Y |  |  | 153.8 | 0.85 | 151 | 166 | 90 | N |  |  | OP | X | 3 | 2006 |  |  | N | Electric Utility | 1 | X | NG | [5 empty] | NG |  |  |  | N | N |  | 12H | [20 empty] | N |  |  | N | N
| 16572 | Salt River Project | 8068 | Santan | AZ | Maricopa | ST6S | Natural Gas Fired Combined Cycle | CA | STS6 | S | Y | X |  |  | 136.1 | 0.85 | 126 | 135 | 45 | N |  |  | OP | X | 3 | 2006 |  |  | N | Electric Utility | 1 | X | NG | [5 empty] | NG |  |  |  | N | N |  | 12H | [20 empty] | N |  |  | N | N
retiredGenerators.860 |  |  |  | 2015
| Utility.ID | Utility.Name | Plant.Code | Plant.Name | State | County | Generator.ID | Technology | Prime.Mover | Unit.Code | Ownership | Duct.Burners | Can.Bypass.Heat.Recovery.Steam.Generator. | RTO.ISO.LMP.Node.Designation | RTO.ISO.Location.Designation.for.Reporting.Wholesale.Sales.Data.to.FERC | Nameplate.Capacity..MW. | Nameplate.Power.Factor | Summer.Capacity..MW. | Winter.Capacity..MW. | Minimum.Load..MW. | Uprate.or.Derate.Completed.During.Year | Month.Uprate.or.Derate.Completed | Year.Uprate.or.Derate.Completed | Status | Synchronized.to.Transmission.Grid | Operating.Month | Operating.Year | Retirement.Month | Retirement.Year | Associated.with.Combined.Heat.and.Power.System | Sector.Name | Sector | Topping.or.Bottoming | Energy.Source.1 | Energy.Source.2 | Energy.Source.3 | Energy.Source.4 | Energy.Source.5 | Energy.Source.6 | Startup.Source.1 | Startup.Source.2 | Startup.Source.3 | Startup.Source.4 | Solid.Fuel.Gasification.System. | Carbon.Capture.Technology. | Turbines..Inverters..or.Hydrokinetic.Buoys | Time.from.Cold.Shutdown.to.Full.Load | Fluidized.Bed.Technology. | Pulverized.Coal.Technology. | Stoker.Technology. | Other.Combustion.Technology. | Subcritical.Technology. | Supercritical.Technology. | Ultrasupercritical.Technology. | Cofire.Fuels. | Switch.Between.Oil.and.Natural.Gas.
Boiler_InfoDesign_Parameters.860 |  |  |  | 2015
| Utility.ID | Utility.Name | Plant.Code | Plant.Name | State | Boiler.ID | Boiler.Status | Type.of.Boiler | Inservice.Month | Inservice.Year | Retirement.Month | Retirement.Year | Firing.Type.1 | Firing.Type.2 | Firing.Type.3 | Max.Steam.Flow..Thousand.Pounds.per.Hour. | Firing.Rate.Using.Coal..0.1.Tons.per.Hour. | Firing.Rate.Using.Petroleum..0.1.Barrels.per.Hour. | Firing.Rate.Using.Gas..0.1.MCF.per.Hour. | Firing.Rate.Using.Other.Fuels | Waste.Heat.Input..Million.BTU.per.Hour. | Primary.Fuel.1 | Primary.Fuel.2 | Primary.Fuel.3 | Primary.Fuel.4 | Turndown.Ratio | Efficiency.100..Load | Efficiency.50..Load | Air.Flow.100..Load..Cubic.Feet.per.Minute. | Wet.Dry.Bottom | Fly.Ash.Reinjection | Steam.Plant.Type | missingData
| 16572 | Salt River Project | 8068 | Santan | AZ | 1 | OP | N | 10 | 1974 |  |  | OT |  |  | 253.9 |  |  |  |  | 465 | NG |  |  |  | 5 | 0.785 | 0.753 | 425000 |  | N | 1 | 0
| 16572 | Salt River Project | 8068 | Santan | AZ | 2 | OP | N | 12 | 1974 |  |  | OT |  |  | 253.9 |  |  |  |  | 465 | NG |  |  |  | 5 | 0.785 | 0.753 | 425000 |  | N | 1 | 0
| 16572 | Salt River Project | 8068 | Santan | AZ | 3 | OP | N | 10 | 1974 |  |  | OT |  |  | 253.9 |  |  |  |  | 465 | NG |  |  |  | 5 | 0.785 | 0.753 | 425000 |  | N | 1 | 0
| 16572 | Salt River Project | 8068 | Santan | AZ | 4 | OP | N | 5 | 1975 |  |  | OT |  |  | 253.9 |  |  |  |  | 465 | NG |  |  |  | 5 | 0.785 | 0.753 | 399072 |  | N | 1 | 0
| 16572 | Salt River Project | 8068 | Santan | AZ | 5A | OP | Da | 4 | 2005 |  |  | DB |  |  | 794 |  |  | 499.9 | 0 | 943 | NG |  |  |  | 1.8 | 0.932 | 0.868 | 694552 |  | N | 1 | 0
| 16572 | Salt River Project | 8068 | Santan | AZ | 5B | OP | Da | 4 | 2005 |  |  | DB |  |  | 794 |  |  | 499.9 |  | 943 | NG |  |  |  | 1.8 | 0.932 | 0.868 | 666579 |  | N | 1 | 0
| 16572 | Salt River Project | 8068 | Santan | AZ | 6A | OP | Da | 3 | 2006 |  |  | DB |  |  | 719 |  |  | 397.5 |  | 943 | NG |  |  |  | 1.8 | 0.932 | 0.868 | 687070 |  | N | 1 | 0
boilerFuelData_923 |  |  |  | 2015
| Plant.Code | Combined.Heat.And..Power.Plant | Plant.Name | Operator.Name | Operator.Id | Plant.State | Census.Region | NERC.Region | NAICS.Code | Sector.Number | Sector.Name | Boiler.ID | Reported.Prime.Mover | Reported.Fuel.Type.Code | Physical.Unit.Label | Quantity.Of.Fuel.Consumed.January | Quantity.Of.Fuel.Consumed.February | Quantity.Of.Fuel.Consumed.March | Quantity.Of.Fuel.Consumed.April | Quantity.Of.Fuel.Consumed.May | Quantity.Of.Fuel.Consumed.June | Quantity.Of.Fuel.Consumed.July | Quantity.Of.Fuel.Consumed.August | Quantity.Of.Fuel.Consumed.September | Quantity.Of.Fuel.Consumed.October | Quantity.Of.Fuel.Consumed.November | Quantity.Of.Fuel.Consumed.December | MMbtu.Per.Unit.January | MMbtu.Per.Unit.February | MMbtu.Per.Unit.March | MMbtu.Per.Unit.April | MMbtu.Per.Unit.May | MMbtu.Per.Unit.June | MMbtu.Per.Unit.July | MMbtu.Per.Unit.August | MMbtu.Per.Unit.September | MMbtu.Per.Unit.October | MMbtu.Per.Unit.November | MMbtu.Per.Unit.December | Sulfur.Content.January | Sulfur.Content.February | Sulfur.Content.March | Sulfur.Content.April | Sulfur.Content.May | Sulfur.Content.June | Sulfur.Content.July | Sulfur.Content.August | Sulfur.Content.September | Sulfur.Content.October | Sulfur.Content.November | Sulfur.Content.December | Ash.Content.January | Ash.Content.February | Ash.Content.March | Ash.Content.April | Ash.Content.May | Ash.Content.June | Ash.Content.July | Ash.Content.August | Ash.Content.September | Ash.Content.October | Ash.Content.November | Ash.Content.December | Total.Fuel.Consumption.Quantity | YEAR | missingData
| 8068 | N | Santan | Salt River Project | 16572 | AZ | MTN | WECC | 22 | 1 | Electric Utility | 5A | CA | NG | Mcf | 0 | 40186 | 88023 | 8910 | 13043 | 100102 | 97187 | 126836 | 95087 | 72883 | 77701 | 1780 | 0 | 1.063 | 1.045 | 1.036 | 1.046 | 1.038 | 1.043 | 1.033 | 1.036 | 1.04 | 1.048 | 1.049 | 0 | 0 | 0 | 0 | 0 | 0 | 0 | 0 | 0 | 0 | 0 | 0 | 0 | 0 | 0 | 0 | 0 | 0 | 0 | 0 | 0 | 0 | 0 | 0 | 721738 | 2015 | 0
| 8068 | N | Santan | Salt River Project | 16572 | AZ | MTN | WECC | 22 | 1 | Electric Utility | 5B | CA | NG | Mcf | 5197 | 16735 | 77161 | 8137 | 16974 | 72036 | 95796 | 123904 | 92354 | 73011 | 75640 | 13665 | 1.034 | 1.063 | 1.045 | 1.036 | 1.046 | 1.038 | 1.043 | 1.033 | 1.036 | 1.04 | 1.048 | 1.049 | 0 | 0 | 0 | 0 | 0 | 0 | 0 | 0 | 0 | 0 | 0 | 0 | 0 | 0 | 0 | 0 | 0 | 0 | 0 | 0 | 0 | 0 | 0 | 0 | 670610 | 2015 | 0
| 8068 | N | Santan | Salt River Project | 16572 | AZ | MTN | WECC | 22 | 1 | Electric Utility | 6A | CA | NG | Mcf | 9960 | 0 | 17535 | 67432 | 20337 | 82325 | 83330 | 112120 | 82480 | 105776 | 102120 | 52368 | 1.034 | 0 | 1.045 | 1.036 | 1.046 | 1.038 | 1.043 | 1.033 | 1.036 | 1.04 | 1.048 | 1.049 | 0 | 0 | 0 | 0 | 0 | 0 | 0 | 0 | 0 | 0 | 0 | 0 | 0 | 0 | 0 | 0 | 0 | 0 | 0 | 0 | 0 | 0 | 0 | 0 | 735783 | 2015 | 0
| 8068 | N | Santan | Salt River Project | 16572 | AZ | MTN | WECC | 22 | 1 | Electric Utility | ST1 | CS | NG | Mcf | 1474 | 0 | 32152 | 10565 | 3581 | 169931 | 122795 | 217168 | 159787 | 81434 | 39138 | 769 | 1.034 | 0 | 1.045 | 1.036 | 1.046 | 1.038 | 1.043 | 1.033 | 1.036 | 1.04 | 1.048 | 1.049 | 0 | 0 | 0 | 0 | 0 | 0 | 0 | 0 | 0 | 0 | 0 | 0 | 0 | 0 | 0 | 0 | 0 | 0 | 0 | 0 | 0 | 0 | 0 | 0 | 838794 | 2015 | 0
| 8068 | N | Santan | Salt River Project | 16572 | AZ | MTN | WECC | 22 | 1 | Electric Utility | ST2 | CS | NG | Mcf | 3865 | 0 | 16774 | 0 | 729 | 157455 | 98632 | 173721 | 138358 | 60558 | 24158 | 0 | 1.034 | 0 | 1.045 | 0 | 1.046 | 1.038 | 1.043 | 1.033 | 1.036 | 1.04 | 1.048 | 0 | 0 | 0 | 0 | 0 | 0 | 0 | 0 | 0 | 0 | 0 | 0 | 0 | 0 | 0 | 0 | 0 | 0 | 0 | 0 | 0 | 0 | 0 | 0 | 0 | 674250 | 2015 | 0
| 8068 | N | Santan | Salt River Project | 16572 | AZ | MTN | WECC | 22 | 1 | Electric Utility | ST3 | CS | NG | Mcf | 2021 | 0 | 18920 | 16594 | 19541 | 144315 | 108892 | 178589 | 137802 | 52552 | 22706 | 0 | 1.034 | 0 | 1.045 | 1.036 | 1.046 | 1.038 | 1.043 | 1.033 | 1.036 | 1.04 | 1.048 | 0 | 0 | 0 | 0 | 0 | 0 | 0 | 0 | 0 | 0 | 0 | 0 | 0 | 0 | 0 | 0 | 0 | 0 | 0 | 0 | 0 | 0 | 0 | 0 | 0 | 701932 | 2015 | 0
| 8068 | N | Santan | Salt River Project | 16572 | AZ | MTN | WECC | 22 | 1 | Electric Utility | ST4 | CS | NG | Mcf | 11129 | 0 | 22011 | 7956 | 18778 | 159225 | 94978 | 194058 | 152519 | 79078 | 36794 | 0 | 1.034 | 0 | 1.045 | 1.036 | 1.046 | 1.038 | 1.043 | 1.033 | 1.036 | 1.04 | 1.048 | 0 | 0 | 0 | 0 | 0 | 0 | 0 | 0 | 0 | 0 | 0 | 0 | 0 | 0 | 0 | 0 | 0 | 0 | 0 | 0 | 0 | 0 | 0 | 0 | 0 | 776526 | 2015 | 0
| 8068 | N | Santan | Salt River Project | 16572 | AZ | MTN | WECC | 22 | 1 | Electric Utility | ST5A | CT | NG | Mcf | 0 | 939081 | 1069196 | 109019 | 179333 | 810847 | 892475 | 1089539 | 1051963 | 887821 | 581362 | 57113 | 0 | 1.063 | 1.045 | 1.036 | 1.046 | 1.038 | 1.043 | 1.033 | 1.036 | 1.04 | 1.048 | 1.049 | 0 | 0 | 0 | 0 | 0 | 0 | 0 | 0 | 0 | 0 | 0 | 0 | 0 | 0 | 0 | 0 | 0 | 0 | 0 | 0 | 0 | 0 | 0 | 0 | 7667749 | 2015 | 0
| 8068 | N | Santan | Salt River Project | 16572 | AZ | MTN | WECC | 22 | 1 | Electric Utility | ST5B | CT | NG | Mcf | 46177 | 365537 | 815412 | 89917 | 161406 | 554183 | 1013307 | 1086768 | 1044223 | 906896 | 537949 | 162151 | 1.034 | 1.063 | 1.045 | 1.036 | 1.046 | 1.038 | 1.043 | 1.033 | 1.036 | 1.04 | 1.048 | 1.049 | 0 | 0 | 0 | 0 | 0 | 0 | 0 | 0 | 0 | 0 | 0 | 0 | 0 | 0 | 0 | 0 | 0 | 0 | 0 | 0 | 0 | 0 | 0 | 0 | 6783926 | 2015 | 0
| 8068 | N | Santan | Salt River Project | 16572 | AZ | MTN | WECC | 22 | 1 | Electric Utility | ST6A | CT | NG | Mcf | 122192 | 0 | 128890 | 710095 | 145297 | 544181 | 577770 | 778982 | 762563 | 953522 | 873648 | 564720 | 1.034 | 0 | 1.045 | 1.036 | 1.046 | 1.038 | 1.043 | 1.033 | 1.036 | 1.04 | 1.048 | 1.049 | 0 | 0 | 0 | 0 | 0 | 0 | 0 | 0 | 0 | 0 | 0 | 0 | 0 | 0 | 0 | 0 | 0 | 0 | 0 | 0 | 0 | 0 | 0 | 0 | 6161860 | 2015 | 0
generation.data.923 |  |  |  | 2015
| Plant.Code | Combined.Heat.And.Power.Plant | Plant.Name | Operator.Name | Operator.Id | Plant.State | Census.Region | NERC.Region | NAICS.Code | Sector.Number | Sector.Name | Generator.ID | Reported.Prime.Mover | Net.Generation.January | Net.Generation.February | Net.Generation.March | Net.Generation.April | Net.Generation.May | Net.Generation.June | Net.Generation.July | Net.Generation.August | Net.Generation.September | Net.Generation.October | Net.Generation.November | Net.Generation.December | Net.Generation.Year.To.Date | YEAR | missingData
| 8068 | N | Santan | Salt River Project | 16572 | AZ | MTN | WECC | 22 | 1 | Electric Utility | ST6S | CA | 7524 | 0 | 7392 | 44369 | 8383 | 37522 | 39883 | 54280 | 49397 | 64587 | 57635 | 35259 | 406231 | 2015 | 1
| 8068 | N | Santan | Salt River Project | 16572 | AZ | MTN | WECC | 22 | 1 | Electric Utility | ST5A | CT | 0 | 86711 | 99640 | 9975 | 15444 | 71620 | 80726 | 99234 | 95967 | 81737 | 53622 | 4817 | 699493 | 2015 | 0
| 8068 | N | Santan | Salt River Project | 16572 | AZ | MTN | WECC | 22 | 1 | Electric Utility | ST1 | CS | -49 | -247 | 3184 | 892 | 43 | 18187 | 13097 | 23230 | 17435 | 8454 | 4218 | -141 | 88303 | 2015 | 0
| 8068 | N | Santan | Salt River Project | 16572 | AZ | MTN | WECC | 22 | 1 | Electric Utility | ST5S | CA | 2154 | 75555 | 119710 | 11257 | 19333 | 89609 | 122977 | 144505 | 133653 | 111322 | 73421 | 8939 | 912435 | 2015 | 0
| 8068 | N | Santan | Salt River Project | 16572 | AZ | MTN | WECC | 22 | 1 | Electric Utility | ST6A | CT | 11702 | 0 | 10233 | 67552 | 12979 | 48642 | 52545 | 70964 | 71695 | 90981 | 82551 | 52316 | 572160 | 2015 | 1
| 8068 | N | Santan | Salt River Project | 16572 | AZ | MTN | WECC | 22 | 1 | Electric Utility | ST3 | CS | 58 | -247 | 1944 | 1647 | 1937 | 16176 | 12464 | 20541 | 16314 | 5814 | 2627 | -209 | 79066 | 2015 | 0
| 8068 | N | Santan | Salt River Project | 16572 | AZ | MTN | WECC | 22 | 1 | Electric Utility | ST5B | CT | 2302 | 30842 | 72471 | 6769 | 13626 | 50886 | 92724 | 96755 | 92822 | 81734 | 49682 | 12212 | 602825 | 2015 | 0
| 8068 | N | Santan | Salt River Project | 16572 | AZ | MTN | WECC | 22 | 1 | Electric Utility | ST2 | CS | 132 | -191 | 1726 | -184 | -55 | 17528 | 10857 | 19517 | 16012 | 6673 | 2680 | -254 | 74441 | 2015 | 0
| 8068 | N | Santan | Salt River Project | 16572 | AZ | MTN | WECC | 22 | 1 | Electric Utility | ST4 | CS | 913 | -191 | 2325 | 729 | 2031 | 17797 | 10378 | 22007 | 17756 | 8827 | 4191 | -254 | 86509 | 2015 | 0
page1GenFuelData.923 |  |  |  | 2015
| Plant.Code | Combined.Heat.And.Power.Plant | Nuclear.Unit.Id | Plant.Name | Operator.Name | Operator.Id | Plant.State | Census.Region | NERC.Region | Reserved | NAICS.Code | EIA.Sector.Number | Sector.Name | Reported.Prime.Mover | Reported.Fuel.Type.Code | AER.Fuel.Type.Code | Reserved.1 | Reserved.2 | Physical.Unit.Label | Quantity.January | Quantity.February | Quantity.March | Quantity.April | Quantity.May | Quantity.June | Quantity.July | Quantity.August | Quantity.September | Quantity.October | Quantity.November | Quantity.December | Elec_Quantity.January | Elec_Quantity.February | Elec_Quantity.March | Elec_Quantity.April | Elec_Quantity.May | Elec_Quantity.June | Elec_Quantity.July | Elec_Quantity.August | Elec_Quantity.September | Elec_Quantity.October | Elec_Quantity.November | Elec_Quantity.December | MMBtuPer_Unit.January | MMBtuPer_Unit.February | MMBtuPer_Unit.March | MMBtuPer_Unit.April | MMBtuPer_Unit.May | MMBtuPer_Unit.June | MMBtuPer_Unit.July | MMBtuPer_Unit.August | MMBtuPer_Unit.September | MMBtuPer_Unit.October | MMBtuPer_Unit.November | MMBtuPer_Unit.December | Tot_MMBtu.January | Tot_MMBtu.February | Tot_MMBtu.March | Tot_MMBtu.April | Tot_MMBtu.May | Tot_MMBtu.June | Tot_MMBtu.July | Tot_MMBtu.August | Tot_MMBtu.September | Tot_MMBtu.October | Tot_MMBtu.November | Tot_MMBtu.December | Elec_MMBtu.January | Elec_MMBtu.February | Elec_MMBtu.March | Elec_MMBtu.April | Elec_MMBtu.May | Elec_MMBtu.June | Elec_MMBtu.July | Elec_MMBtu.August | Elec_MMBtu.September | Elec_MMBtu.October | Elec_MMBtu.November | Elec_MMBtu.December | Netgen.January | Netgen.February | Netgen.March | Netgen.April | Netgen.May | Netgen.June | Netgen.July | Netgen.August | Netgen.September | Netgen.October | Netgen.November | Netgen.December | Total.Fuel.Consumption.Quantity | Electric.Fuel.Consumption.Quantity | Total.Fuel.Consumption.MMBtu | Elec.Fuel.Consumption.MMBtu | Net.Generation..Megawatthours. | YEAR | missingData
| 8068 | N | . | Santan | Salt River Project | 16572 | AZ | MTN | WECC |  | 22 | 1 | Electric Utility | CA | NG | NG |  |  | mcf | 15157 | 56921 | 182719 | 84479 | 50354 | 254463 | 276313 | 362860 | 269921 | 251670 | 255461 | 67813 | 15157 | 56921 | 182719 | 84479 | 50354 | 254463 | 276313 | 362860 | 269921 | 251670 | 255461 | 67813 | 1.034 | 1.063 | 1.045 | 1.036 | 1.046 | 1.038 | 1.043 | 1.033 | 1.036 | 1.04 | 1.048 | 1.049 | 15672 | 60507 | 190941 | 87520 | 52670 | 264133 | 288194 | 374834 | 279638 | 261737 | 267723 | 71136 | 15672 | 60507 | 190941 | 87520 | 52670 | 264133 | 288194 | 374834 | 279638 | 261737 | 267723 | 71136 | 9678 | 75555 | 127102 | 55626 | 27716 | 127131 | 162860 | 198785 | 183050 | 175909 | 131056 | 44198 | 2128131 | 2128131 | 2214705 | 2214705 | 1318666 | 2015 | 0
| 8068 | N | . | Santan | Salt River Project | 16572 | AZ | MTN | WECC |  | 22 | 1 | Electric Utility | CS | NG | NG |  |  | mcf | 18489 | 0 | 89857 | 35115 | 42629 | 630926 | 425297 | 763536 | 588466 | 273622 | 122796 | 769 | 18489 | 0 | 89857 | 35115 | 42629 | 630926 | 425297 | 763536 | 588466 | 273622 | 122796 | 769 | 1.034 | 0 | 1.045 | 1.036 | 1.046 | 1.038 | 1.043 | 1.033 | 1.036 | 1.04 | 1.048 | 1.049 | 19118 | 0 | 93901 | 36379 | 44590 | 654901 | 443585 | 788733 | 609651 | 284567 | 128690 | 807 | 19118 | 0 | 93901 | 36379 | 44590 | 654901 | 443585 | 788733 | 609651 | 284567 | 128690 | 807 | 1054 | -876 | 9179 | 3084 | 3956 | 69688 | 46796 | 85295 | 67517 | 29768 | 13716 | -858 | 2991502 | 2991502 | 3104922 | 3104922 | 328319 | 2015 | 0
| 8068 | N | . | Santan | Salt River Project | 16572 | AZ | MTN | WECC |  | 22 | 1 | Electric Utility | CT | NG | NG |  |  | mcf | 168369 | 1304618 | 2013498 | 909031 | 486036 | 1909211 | 2483552 | 2955289 | 2858749 | 2748239 | 1992959 | 783984 | 168369 | 1304618 | 2013498 | 909031 | 486036 | 1909211 | 2483552 | 2955289 | 2858749 | 2748239 | 1992959 | 783984 | 1.034 | 1.063 | 1.045 | 1.036 | 1.046 | 1.038 | 1.043 | 1.033 | 1.036 | 1.04 | 1.048 | 1.049 | 174094 | 1386809 | 2104105 | 941756 | 508394 | 1981761 | 2590345 | 3052814 | 2961664 | 2858169 | 2088621 | 822399 | 174094 | 1386809 | 2104105 | 941756 | 508394 | 1981761 | 2590345 | 3052814 | 2961664 | 2858169 | 2088621 | 822399 | 14004 | 117553 | 182344 | 84296 | 42049 | 171148 | 225995 | 266953 | 260484 | 254452 | 185855 | 69345 | 20613535 | 20613535 | 21470931 | 21470931 | 1874478 | 2015 | 0
FuelHeatByLine |  |  |  | 2015
| Plant.Code | Boiler.ID | bogen | Reported.Prime.Mover_bf.923 | Reported.Fuel.Type.Code | Fuel.Heat.January | Fuel.Heat.February | Fuel.Heat.March | Fuel.Heat.April | Fuel.Heat.May | Fuel.Heat.June | Fuel.Heat.July | Fuel.Heat.August | Fuel.Heat.September | Fuel.Heat.October | Fuel.Heat.November | Fuel.Heat.December | YEAR
| 8068 | 5A | 8068^5 | CA | NG | 0 | 42717.718 | 91984.035 | 9230.76 | 13642.978 | 103905.876 | 101366.041 | 131021.588 | 98510.132 | 75798.32 | 81430.648 | 1867.22 | 2015
| 8068 | 5B | 8068^5 | CA | NG | 5373.698 | 17789.305 | 80633.245 | 8429.932 | 17754.804 | 74773.368 | 99915.228 | 127992.832 | 95678.744 | 75931.44 | 79270.72 | 14334.585 | 2015
| 8068 | 6A | 8068^6 | CA | NG | 10298.64 | 0 | 18324.075 | 69859.552 | 21272.502 | 85453.35 | 86913.19 | 115819.96 | 85449.28 | 110007.04 | 107021.76 | 54934.032 | 2015
| 8068 | ST1 | 8068^1 | CS | NG | 1524.116 | 0 | 33598.84 | 10945.34 | 3745.726 | 176388.378 | 128075.185 | 224334.544 | 165539.332 | 84691.36 | 41016.624 | 806.681 | 2015
| 8068 | ST2 | 8068^2 | CS | NG | 3996.41 | 0 | 17528.83 | 0 | 762.534 | 163438.29 | 102873.176 | 179453.793 | 143338.888 | 62980.32 | 25317.584 | 0 | 2015
| 8068 | ST3 | 8068^3 | CS | NG | 2089.714 | 0 | 19771.4 | 17191.384 | 20439.886 | 149798.97 | 113574.356 | 184482.437 | 142762.872 | 54654.08 | 23795.888 | 0 | 2015
| 8068 | ST4 | 8068^4 | CS | NG | 11507.386 | 0 | 23001.495 | 8242.416 | 19641.788 | 165275.55 | 99062.054 | 200461.914 | 158009.684 | 82241.12 | 38560.112 | 0 | 2015
| 8068 | ST5A | 8068^5 | CT | NG | 0 | 998243.103 | 1117309.82 | 112943.684 | 187582.318 | 841659.186 | 930851.425 | 1125493.787 | 1089833.668 | 923333.84 | 609267.376 | 59911.537 | 2015
| 8068 | ST5B | 8068^5 | CT | NG | 47747.018 | 388565.831 | 852105.54 | 93154.012 | 168830.676 | 575241.954 | 1056879.201 | 1122631.344 | 1081815.028 | 943171.84 | 563770.552 | 170096.399 | 2015
| 8068 | ST6A | 8068^6 | CT | NG | 126346.528 | 0 | 134690.05 | 735658.42 | 151980.662 | 564859.878 | 602614.11 | 804688.406 | 790015.268 | 991662.88 | 915583.104 | 592391.28 | 2015
NetGenByLine |  |  |  | 2015
| Plant.Code | Generator.ID | bogen | Reported.Prime.Mover | Net.Generation.Year.To.Date | Net.Generation.January | Net.Generation.February | Net.Generation.March | Net.Generation.April | Net.Generation.May | Net.Generation.June | Net.Generation.July | Net.Generation.August | Net.Generation.September | Net.Generation.October | Net.Generation.November | Net.Generation.December | YEAR
| 8068 | ST1 | 8068^1 | CS | 88303 | -49 | -247 | 3184 | 892 | 43 | 18187 | 13097 | 23230 | 17435 | 8454 | 4218 | -141 | 2015
| 8068 | ST2 | 8068^2 | CS | 74441 | 132 | -191 | 1726 | -184 | -55 | 17528 | 10857 | 19517 | 16012 | 6673 | 2680 | -254 | 2015
| 8068 | ST3 | 8068^3 | CS | 79066 | 58 | -247 | 1944 | 1647 | 1937 | 16176 | 12464 | 20541 | 16314 | 5814 | 2627 | -209 | 2015
| 8068 | ST4 | 8068^4 | CS | 86509 | 913 | -191 | 2325 | 729 | 2031 | 17797 | 10378 | 22007 | 17756 | 8827 | 4191 | -254 | 2015
| 8068 | ST5A | 8068^5 | CT | 699493 | 0 | 86711 | 99640 | 9975 | 15444 | 71620 | 80726 | 99234 | 95967 | 81737 | 53622 | 4817 | 2015
| 8068 | ST5B | 8068^5 | CT | 602825 | 2302 | 30842 | 72471 | 6769 | 13626 | 50886 | 92724 | 96755 | 92822 | 81734 | 49682 | 12212 | 2015
| 8068 | ST5S | 8068^5 | CA | 912435 | 2154 | 75555 | 119710 | 11257 | 19333 | 89609 | 122977 | 144505 | 133653 | 111322 | 73421 | 8939 | 2015
| 8068 | ST6A | 8068^6 | CT | 572160 | 11702 | 0 | 10233 | 67552 | 12979 | 48642 | 52545 | 70964 | 71695 | 90981 | 82551 | 52316 | 2015
| 8068 | ST6S | 8068^6 | CA | 406231 | 7524 | 0 | 7392 | 44369 | 8383 | 37522 | 39883 | 54280 | 49397 | 64587 | 57635 | 35259 | 2015
FuelHeatByBoilerID |  |  |  | 2015
| Plant.Code | Boiler.ID | bogen | Reported.Prime.Mover_bf.923 | flagFuelHeat | Boiler.ID.Total.Fuel.Heat.January | Boiler.ID.Total.Fuel.Heat.February | Boiler.ID.Total.Fuel.Heat.March | Boiler.ID.Total.Fuel.Heat.April | Boiler.ID.Total.Fuel.Heat.May | Boiler.ID.Total.Fuel.Heat.June | Boiler.ID.Total.Fuel.Heat.July | Boiler.ID.Total.Fuel.Heat.August | Boiler.ID.Total.Fuel.Heat.September | Boiler.ID.Total.Fuel.Heat.October | Boiler.ID.Total.Fuel.Heat.November | Boiler.ID.Total.Fuel.Heat.December | YEAR
| 8068 | 5A | 8068^5 | CA | 0 | 0 | 42717.718 | 91984.035 | 9230.76 | 13642.978 | 103905.876 | 101366.041 | 131021.588 | 98510.132 | 75798.32 | 81430.648 | 1867.22 | 2015
| 8068 | 5B | 8068^5 | CA | 0 | 5373.698 | 17789.305 | 80633.245 | 8429.932 | 17754.804 | 74773.368 | 99915.228 | 127992.832 | 95678.744 | 75931.44 | 79270.72 | 14334.585 | 2015
| 8068 | 6A | 8068^6 | CA | 0 | 10298.64 | 0 | 18324.075 | 69859.552 | 21272.502 | 85453.35 | 86913.19 | 115819.96 | 85449.28 | 110007.04 | 107021.76 | 54934.032 | 2015
| 8068 | ST1 | 8068^1 | CS | 0 | 1524.116 | 0 | 33598.84 | 10945.34 | 3745.726 | 176388.378 | 128075.185 | 224334.544 | 165539.332 | 84691.36 | 41016.624 | 806.681 | 2015
| 8068 | ST2 | 8068^2 | CS | 0 | 3996.41 | 0 | 17528.83 | 0 | 762.534 | 163438.29 | 102873.176 | 179453.793 | 143338.888 | 62980.32 | 25317.584 | 0 | 2015
| 8068 | ST3 | 8068^3 | CS | 0 | 2089.714 | 0 | 19771.4 | 17191.384 | 20439.886 | 149798.97 | 113574.356 | 184482.437 | 142762.872 | 54654.08 | 23795.888 | 0 | 2015
| 8068 | ST4 | 8068^4 | CS | 0 | 11507.386 | 0 | 23001.495 | 8242.416 | 19641.788 | 165275.55 | 99062.054 | 200461.914 | 158009.684 | 82241.12 | 38560.112 | 0 | 2015
| 8068 | ST5A | 8068^5 | CT | 0 | 0 | 998243.103 | 1117309.82 | 112943.684 | 187582.318 | 841659.186 | 930851.425 | 1125493.787 | 1089833.668 | 923333.84 | 609267.376 | 59911.537 | 2015
| 8068 | ST5B | 8068^5 | CT | 0 | 47747.018 | 388565.831 | 852105.54 | 93154.012 | 168830.676 | 575241.954 | 1056879.201 | 1122631.344 | 1081815.028 | 943171.84 | 563770.552 | 170096.399 | 2015
| 8068 | ST6A | 8068^6 | CT | 0 | 126346.528 | 0 | 134690.05 | 735658.42 | 151980.662 | 564859.878 | 602614.11 | 804688.406 | 790015.268 | 991662.88 | 915583.104 | 592391.28 | 2015
NetGenByGeneratorID |  |  |  | 2015
| Plant.Code | Generator.ID | bogen | Reported.Prime.Mover_923 | Net.Generation.mwh | Generator.ID.Total.Net.Generation.January | Generator.ID.Total.Net.Generation.February | Generator.ID.Total.Net.Generation.March | Generator.ID.Total.Net.Generation.April | Generator.ID.Total.Net.Generation.May | Generator.ID.Total.Net.Generation.June | Generator.ID.Total.Net.Generation.July | Generator.ID.Total.Net.Generation.August | Generator.ID.Total.Net.Generation.September | Generator.ID.Total.Net.Generation.October | Generator.ID.Total.Net.Generation.November | Generator.ID.Total.Net.Generation.December | YEAR
| 8068 | ST1 | 8068^1 | CS | 88303 | -49 | -247 | 3184 | 892 | 43 | 18187 | 13097 | 23230 | 17435 | 8454 | 4218 | -141 | 2015
| 8068 | ST2 | 8068^2 | CS | 74441 | 132 | -191 | 1726 | -184 | -55 | 17528 | 10857 | 19517 | 16012 | 6673 | 2680 | -254 | 2015
| 8068 | ST3 | 8068^3 | CS | 79066 | 58 | -247 | 1944 | 1647 | 1937 | 16176 | 12464 | 20541 | 16314 | 5814 | 2627 | -209 | 2015
| 8068 | ST4 | 8068^4 | CS | 86509 | 913 | -191 | 2325 | 729 | 2031 | 17797 | 10378 | 22007 | 17756 | 8827 | 4191 | -254 | 2015
| 8068 | ST5A | 8068^5 | CT | 699493 | 0 | 86711 | 99640 | 9975 | 15444 | 71620 | 80726 | 99234 | 95967 | 81737 | 53622 | 4817 | 2015
| 8068 | ST5B | 8068^5 | CT | 602825 | 2302 | 30842 | 72471 | 6769 | 13626 | 50886 | 92724 | 96755 | 92822 | 81734 | 49682 | 12212 | 2015
| 8068 | ST5S | 8068^5 | CA | 912435 | 2154 | 75555 | 119710 | 11257 | 19333 | 89609 | 122977 | 144505 | 133653 | 111322 | 73421 | 8939 | 2015
| 8068 | ST6A | 8068^6 | CT | 572160 | 11702 | 0 | 10233 | 67552 | 12979 | 48642 | 52545 | 70964 | 71695 | 90981 | 82551 | 52316 | 2015
| 8068 | ST6S | 8068^6 | CA | 406231 | 7524 | 0 | 7392 | 44369 | 8383 | 37522 | 39883 | 54280 | 49397 | 64587 | 57635 | 35259 | 2015
FuelHeatByBogen |  |  |  | 2015
| Plant.Code | blankCol | bogen | Reported.Prime.Mover_bf.923 | flagFuelHeat | Bogen.Total.Fuel.Heat.January | Bogen.Total.Fuel.Heat.February | Bogen.Total.Fuel.Heat.March | Bogen.Total.Fuel.Heat.April | Bogen.Total.Fuel.Heat.May | Bogen.Total.Fuel.Heat.June | Bogen.Total.Fuel.Heat.July | Bogen.Total.Fuel.Heat.August | Bogen.Total.Fuel.Heat.September | Bogen.Total.Fuel.Heat.October | Bogen.Total.Fuel.Heat.November | Bogen.Total.Fuel.Heat.December | YEAR
| 8068 |  | 8068^1 | CS | 0 | 1524.116 | 0 | 33598.84 | 10945.34 | 3745.726 | 176388.378 | 128075.185 | 224334.544 | 165539.332 | 84691.36 | 41016.624 | 806.681 | 2015
| 8068 |  | 8068^2 | CS | 0 | 3996.41 | 0 | 17528.83 | 0 | 762.534 | 163438.29 | 102873.176 | 179453.793 | 143338.888 | 62980.32 | 25317.584 | 0 | 2015
| 8068 |  | 8068^3 | CS | 0 | 2089.714 | 0 | 19771.4 | 17191.384 | 20439.886 | 149798.97 | 113574.356 | 184482.437 | 142762.872 | 54654.08 | 23795.888 | 0 | 2015
| 8068 |  | 8068^4 | CS | 0 | 11507.386 | 0 | 23001.495 | 8242.416 | 19641.788 | 165275.55 | 99062.054 | 200461.914 | 158009.684 | 82241.12 | 38560.112 | 0 | 2015
| 8068 |  | 8068^5 | CA | 0 | 53120.716 | 1447315.957 | 2142032.64 | 223758.388 | 387810.776 | 1595580.384 | 2189011.895 | 2507139.551 | 2365837.572 | 2018235.44 | 1333739.296 | 246209.741 | 2015
| 8068 |  | 8068^5 | CT | 0 | 53120.716 | 1447315.957 | 2142032.64 | 223758.388 | 387810.776 | 1595580.384 | 2189011.895 | 2507139.551 | 2365837.572 | 2018235.44 | 1333739.296 | 246209.741 | 2015
| 8068 |  | 8068^6 | CA | 0 | 136645.168 | 0 | 153014.125 | 805517.972 | 173253.164 | 650313.228 | 689527.3 | 920508.366 | 875464.548 | 1101669.92 | 1022604.864 | 647325.312 | 2015
| 8068 |  | 8068^6 | CT | 0 | 136645.168 | 0 | 153014.125 | 805517.972 | 173253.164 | 650313.228 | 689527.3 | 920508.366 | 875464.548 | 1101669.92 | 1022604.864 | 647325.312 | 2015
NetGenByBogen |  |  |  | 2015
| Plant.Code | blankCol | bogen | Reported.Prime.Mover_923 | Net.Generation.mwh | Bogen.Total.Net.Generation.January | Bogen.Total.Net.Generation.February | Bogen.Total.Net.Generation.March | Bogen.Total.Net.Generation.April | Bogen.Total.Net.Generation.May | Bogen.Total.Net.Generation.June | Bogen.Total.Net.Generation.July | Bogen.Total.Net.Generation.August | Bogen.Total.Net.Generation.September | Bogen.Total.Net.Generation.October | Bogen.Total.Net.Generation.November | Bogen.Total.Net.Generation.December | YEAR
| 8068 |  | 8068^1 | CS | 88303 | -49 | -247 | 3184 | 892 | 43 | 18187 | 13097 | 23230 | 17435 | 8454 | 4218 | -141 | 2015
| 8068 |  | 8068^2 | CS | 74441 | 132 | -191 | 1726 | -184 | -55 | 17528 | 10857 | 19517 | 16012 | 6673 | 2680 | -254 | 2015
| 8068 |  | 8068^3 | CS | 79066 | 58 | -247 | 1944 | 1647 | 1937 | 16176 | 12464 | 20541 | 16314 | 5814 | 2627 | -209 | 2015
| 8068 |  | 8068^4 | CS | 86509 | 913 | -191 | 2325 | 729 | 2031 | 17797 | 10378 | 22007 | 17756 | 8827 | 4191 | -254 | 2015
| 8068 |  | 8068^5 | CT | 699493 | 4456 | 193108 | 291821 | 28001 | 48403 | 212115 | 296427 | 340494 | 322442 | 274793 | 176725 | 25968 | 2015
| 8068 |  | 8068^5 | CT | 602825 | 4456 | 193108 | 291821 | 28001 | 48403 | 212115 | 296427 | 340494 | 322442 | 274793 | 176725 | 25968 | 2015
| 8068 |  | 8068^5 | CA | 912435 | 4456 | 193108 | 291821 | 28001 | 48403 | 212115 | 296427 | 340494 | 322442 | 274793 | 176725 | 25968 | 2015
| 8068 |  | 8068^6 | CT | 572160 | 19226 | 0 | 17625 | 111921 | 21362 | 86164 | 92428 | 125244 | 121092 | 155568 | 140186 | 87575 | 2015
| 8068 |  | 8068^6 | CA | 406231 | 19226 | 0 | 17625 | 111921 | 21362 | 86164 | 92428 | 125244 | 121092 | 155568 | 140186 | 87575 | 2015
ThermalEfficiencyByBogen |  |  |  | 2015
| Plant.Code | blankCol | bogen | Reported.Prime.Mover_923 | Net.Generation.mwh | ThermalEfficiency.January | ThermalEfficiency.February | ThermalEfficiency.March | ThermalEfficiency.April | ThermalEfficiency.May | ThermalEfficiency.June | ThermalEfficiency.July | ThermalEfficiency.August | ThermalEfficiency.September | ThermalEfficiency.October | ThermalEfficiency.November | ThermalEfficiency.December | YEAR
| 8068 |  | 8068^1 | CS | 88303 | -0.1097 | 0 | 0.32335 | 0.27808 | 0.039171 | 0.35182 | 0.34893 | 0.35333 | 0.35937 | 0.3406 | 0.35089 | -0.59641 | 2015
| 8068 |  | 8068^2 | CS | 74441 | 0.1127 | 0 | 0.33598 | 0 | -0.24611 | 0.36594 | 0.36011 | 0.3711 | 0.38116 | 0.36153 | 0.36119 | 0 | 2015
| 8068 |  | 8068^3 | CS | 79066 | 0.094704 | 0 | 0.33549 | 0.3269 | 0.32335 | 0.36846 | 0.37446 | 0.37992 | 0.38992 | 0.36298 | 0.37669 | 0 | 2015
| 8068 |  | 8068^4 | CS | 86509 | 0.27072 | 0 | 0.3449 | 0.30179 | 0.35282 | 0.36742 | 0.35746 | 0.37459 | 0.38343 | 0.36623 | 0.37086 | 0 | 2015
| 8068 |  | 8068^5 | CT | 699493 | 0.28623 | 0.45526 | 0.46485 | 0.42699 | 0.42587 | 0.45361 | 0.46206 | 0.4634 | 0.46504 | 0.46458 | 0.45212 | 0.35988 | 2015
| 8068 |  | 8068^5 | CT | 602825 | 0.28623 | 0.45526 | 0.46485 | 0.42699 | 0.42587 | 0.45361 | 0.46206 | 0.4634 | 0.46504 | 0.46458 | 0.45212 | 0.35988 | 2015
| 8068 |  | 8068^5 | CA | 912435 | 0.28623 | 0.45526 | 0.46485 | 0.42699 | 0.42587 | 0.45361 | 0.46206 | 0.4634 | 0.46504 | 0.46458 | 0.45212 | 0.35988 | 2015
| 8068 |  | 8068^6 | CT | 572160 | 0.48009 | 0 | 0.39303 | 0.47409 | 0.42071 | 0.4521 | 0.45738 | 0.46425 | 0.47196 | 0.48183 | 0.46776 | 0.46162 | 2015
| 8068 |  | 8068^6 | CA | 406231 | 0.48009 | 0 | 0.39303 | 0.47409 | 0.42071 | 0.4521 | 0.45738 | 0.46425 | 0.47196 | 0.48183 | 0.46776 | 0.46162 | 2015

## 10676
2015 | Plant.Code | orig_bogencoo.key | auto_bogencoo.key | combogencoo_cool_type_key | EIA_BocooAssoc | EIA_CoolingEnviroEquip | orig_sheet3_key | auto_sheet3_flags | auto_sheet3_key | orig_sheet4_key | auto_sheet4_flags | auto_sheet4_key | EIA_associationTable | generator.data.860 | retiredGenerators.860 | Boiler_InfoDesign_Parameters.860 | boilerFuelData_923 | generation.data.923 | page1GenFuelData.923 | FuelHeatByLine | NetGenByLine | FuelHeatByBoilerID | NetGenByGeneratorID | FuelHeatByBogen | NetGenByBogen | ThermalEfficiencyByBogen
| 10676 | 1 | 4 | 1 | 4 | 1 | 4 | 4 | 4 | 2 | 2 | 2 | 7 | 0 | 2 | 4 | 12 | 2 | 3 | 12 | 2 | 4 | 2 | 1 | 1 | 1
orig_bogencoo.key |  |  |  | 2015
| combogen | combogencoo | Plant.Code
| combogen^10676^1 | combogencoo^10676^1 | 10676
auto_bogencoo.key |  |  |  | 2015
manualEdit | manualBogenEdit | Plant.Code | Bogen | combogen | combogencoo | Boiler.ID | Unit.Code | bga.source | Boiler.ID.Total.Fuel.Heat.January | PlantLine.Total.Fuel.Heat.January | flagNG_no_FH_January | flagFH_no_NG_January | flagFuelHeat_January | Boiler.ID.Total.Fuel.Heat.February | PlantLine.Total.Fuel.Heat.February | flagNG_no_FH_February | flagFH_no_NG_February | flagFuelHeat_February | Boiler.ID.Total.Fuel.Heat.March | PlantLine.Total.Fuel.Heat.March | flagNG_no_FH_March | flagFH_no_NG_March | flagFuelHeat_March | Boiler.ID.Total.Fuel.Heat.April | PlantLine.Total.Fuel.Heat.April | flagNG_no_FH_April | flagFH_no_NG_April | flagFuelHeat_April | Boiler.ID.Total.Fuel.Heat.May | PlantLine.Total.Fuel.Heat.May | flagNG_no_FH_May | flagFH_no_NG_May | flagFuelHeat_May | Boiler.ID.Total.Fuel.Heat.June | PlantLine.Total.Fuel.Heat.June | flagNG_no_FH_June | flagFH_no_NG_June | flagFuelHeat_June | Boiler.ID.Total.Fuel.Heat.July | PlantLine.Total.Fuel.Heat.July | flagNG_no_FH_July | flagFH_no_NG_July | flagFuelHeat_July | Boiler.ID.Total.Fuel.Heat.August | PlantLine.Total.Fuel.Heat.August | flagNG_no_FH_August | flagFH_no_NG_August | flagFuelHeat_August | Boiler.ID.Total.Fuel.Heat.September | PlantLine.Total.Fuel.Heat.September | flagNG_no_FH_September | flagFH_no_NG_September | flagFuelHeat_September | Boiler.ID.Total.Fuel.Heat.October | PlantLine.Total.Fuel.Heat.October | flagNG_no_FH_October | flagFH_no_NG_October | flagFuelHeat_October | Boiler.ID.Total.Fuel.Heat.November | PlantLine.Total.Fuel.Heat.November | flagNG_no_FH_November | flagFH_no_NG_November | flagFuelHeat_November | Boiler.ID.Total.Fuel.Heat.December | PlantLine.Total.Fuel.Heat.December | flagNG_no_FH_December | flagFH_no_NG_December | flagFuelHeat_December | missing.from.923 | flagBoiler.ID_assoc | orig_Boiler.ID_assoc | orig_Boiler.ID_bf.923 | flagBoiler.ID_bf.923 | missing.bf.923 | Reported.Prime.Mover_bf.923 | Reported.Prime.Mover_923 | Reported.Prime.Mover_860 | Reported.Fuel.Type.Code | Technology | Energy.Source.1 | unmapped_but_in_923 | unmapped | Orphan.Boiler | Boiler.Status | Boiler.Retirement.Year | Boiler.Retirement.Month | flag_BoilerRetired | flag_Boiler.Status | Boiler.ID.NotIn.Assoc | missingPlant.assoc | missingPlant.boilerDesignData.860 | missingPlant.generation.data.923 | missingPlant.boilerFuelData.923 | Reported.Prime.Mover_page1 | flag.ST.missing.bf.923 | flag.CACT.missingPair | flag_923bogenCTonly | flag.NGCC.badFuel | flag.ST.missing.bf.923.unmapped | flag_RPM | flag_floatingGen | flagFuelHeat | flag_STassoc_CT_CS_CA | flag_CSassociation | countFlags | YEAR | plant_bo | plant_bo_bf.923 | plant_bo_assoc | Utility.ID | Utility.Name | Plant.Name | Cooling.ID | Steam.Plant.Type | flagBoiler.ID_bocoo | orig_Boiler.ID_bocoo | manualBogenEditFileName | manualBogenEditDateTime
0 | 0 | 10676 | 10676^1 | combogen^10676^1 | combogencoo^10676^1 | 2 | none | eia860.org | 51591 |  | 0 | 0 | 0 | 61791.6 |  | 0 | 0 | 0 | 0 |  | 0 | 0 | 0 | 0 |  | 0 | 0 | 0 | 0 |  | 0 | 0 | 0 | 0 |  | 0 | 0 | 0 | 0 |  | 0 | 0 | 0 | 0 |  | 0 | 0 | 0 | 0 |  | 0 | 0 | 0 | 0 |  | 0 | 0 | 0 | 0 |  | 0 | 0 | 0 | 0 |  | 0 | 0 | 0 | FALSE | removeChar | 2 | 2 | removeChar | FALSE | ST | ST |  | BIT |  |  | FALSE | FALSE | FALSE | RE | 2015 | 5 | 0 | 0 | 0 | FALSE | FALSE | FALSE | FALSE |  | 0 | FALSE | FALSE | 0 | 0 |  | 0 | 0 | 0 | 0 | 1 | 2015 | 10676^2 | 10676^2 | 10676^2 | 142 | AES Beaver Valley | AES Beaver Valley Partners Beaver Valley | 1 | 1 | removeChar | 2
0 | 0 | 10676 | 10676^1 | combogen^10676^1 | combogencoo^10676^1 | 3 | none | eia860.org | 0 |  | 0 | 0 | 0 | 0 |  | 0 | 0 | 0 | 0 |  | 0 | 0 | 0 | 0 |  | 0 | 0 | 0 | 0 |  | 0 | 0 | 0 | 0 |  | 0 | 0 | 0 | 0 |  | 0 | 0 | 0 | 0 |  | 0 | 0 | 0 | 0 |  | 0 | 0 | 0 | 0 |  | 0 | 0 | 0 | 0 |  | 0 | 0 | 0 | 0 |  | 0 | 0 | 0 | FALSE | removeChar | 3 | 3 | removeChar | FALSE | ST | ST |  | DFO |  |  | FALSE | FALSE | FALSE | RE | 2015 | 5 | 0 | 0 | 0 | FALSE | FALSE | FALSE | FALSE |  | 0 | FALSE | FALSE | 0 | 0 |  | 0 | 0 | 0 | 0 | 1 | 2015 | 10676^3 | 10676^3 | 10676^3 | 142 | AES Beaver Valley | AES Beaver Valley Partners Beaver Valley | 1 | 1 | removeChar | 3
0 | 0 | 10676 | 10676^1 | combogen^10676^1 | combogencoo^10676^1 | 4 | none | eia860.org | 85126.6 |  | 0 | 0 | 0 | 49007.9 |  | 0 | 0 | 0 | 42982 |  | 0 | 0 | 0 | 0 |  | 0 | 0 | 0 | 0 |  | 0 | 0 | 0 | 0 |  | 0 | 0 | 0 | 0 |  | 0 | 0 | 0 | 0 |  | 0 | 0 | 0 | 0 |  | 0 | 0 | 0 | 0 |  | 0 | 0 | 0 | 0 |  | 0 | 0 | 0 | 0 |  | 0 | 0 | 0 | FALSE | removeChar | 4 | 4 | removeChar | FALSE | ST | ST |  | DFO |  |  | FALSE | FALSE | FALSE | RE | 2015 | 5 | 0 | 0 | 0 | FALSE | FALSE | FALSE | FALSE |  | 0 | FALSE | FALSE | 0 | 0 |  | 0 | 0 | 0 | 0 | 1 | 2015 | 10676^4 | 10676^4 | 10676^4 | 142 | AES Beaver Valley | AES Beaver Valley Partners Beaver Valley | 1 | 1 | removeChar | 4
0 | 0 | 10676 | 10676^1 | combogen^10676^1 | combogencoo^10676^1 | 5 | none | eia860.org | 0 |  | 0 | 0 | 0 | 0 |  | 0 | 0 | 0 | 0 |  | 0 | 0 | 0 | 0 |  | 0 | 0 | 0 | 0 |  | 0 | 0 | 0 | 0 |  | 0 | 0 | 0 | 0 |  | 0 | 0 | 0 | 0 |  | 0 | 0 | 0 | 0 |  | 0 | 0 | 0 | 0 |  | 0 | 0 | 0 | 0 |  | 0 | 0 | 0 | 0 |  | 0 | 0 | 0 | FALSE | removeChar | 5 | 5 | removeChar | FALSE | ST | ST |  | PC |  |  | FALSE | FALSE | FALSE | RE | 2015 | 5 | 0 | 0 | 0 | FALSE | FALSE | FALSE | FALSE |  | 0 | FALSE | FALSE | 0 | 0 |  | 0 | 0 | 0 | 0 | 1 | 2015 | 10676^5 | 10676^5 | 10676^5 | 142 | AES Beaver Valley | AES Beaver Valley Partners Beaver Valley | 1 | 1 | removeChar | 5
combogencoo_cool_type_key |  |  |  | 2015
manualEdit | Plant.Code | bogencoo | LAKE..OF..OC..RC. | RIVER..OF. | POND..OC..RC. | TOWER..RF..RI..RN. | DC | OS
0 | 10676 | combogencoo^10676^1 |  | 90 |  | 10
EIA_BocooAssoc |  |  |  | 2015
| Utility.ID | Utility.Name | Plant.Code | Plant.Name | Boiler.ID | Cooling.ID | Steam.Plant.Type
| 142 | AES Beaver Valley | 10676 | AES Beaver Valley Partners Beaver Valley | 3 | 1 | 1
| 142 | AES Beaver Valley | 10676 | AES Beaver Valley Partners Beaver Valley | 4 | 1 | 1
| 142 | AES Beaver Valley | 10676 | AES Beaver Valley Partners Beaver Valley | 2 | 1 | 1
| 142 | AES Beaver Valley | 10676 | AES Beaver Valley Partners Beaver Valley | 5 | 1 | 1
EIA_CoolingEnviroEquip |  |  |  | 2015
| Utility.ID | Utility.Name | Plant.Code | Plant.Name | State | Cooling.ID | Cooling.Status | Inservice.Month | Inservice.Year | Cooling.Type.1 | Cooling.Type.2 | Cooling.Type.3 | Cooling.Type.4 | Percent.Dry.Cooling | Cooling.Water.Source | Cooling.Water.Discharge | Water.Source.Code | Water.Type.Code | Intake.Rate.at.100...Gallons.per.Minute. | Chlorine.Inservice.Month | Chlorine.Inservice.Year | Pond.Inservice.Month | Pond.Inservice.Year | Pond.Surface.Area..Acres. | Pond.Volume..Acre.Feet. | Tower.Inservice.Month | Tower.Inservice.Year | Tower.Type.1 | Tower.Type.2 | Tower.Type.3 | Tower.Type.4 | Tower.Water.Rate..Gallons.per.Minute. | Power.Requirement..MW. | Cost.Total..Thousand.Dollars. | Cost.Ponds..Thousand.Dollars. | Cost.Towers..Thousand.Dollars. | Cost.Chlorine.Equipment..Thousand.Dollars. | Intake.Distance.Shore..Feet. | Outlet.Distance.Shore..Feet. | Intake.Distance.Surface..Feet. | Outlet.Distance.Surface..Feet. | Steam.Plant.Type
| 142 | AES Beaver Valley | 10676 | AES Beaver Valley Partners Beaver Valley | PA | 1 | RE | 6 | 1986 | ON |  |  |  |  | Nova Chemical Co (Ohio River) | Nova Chemical Co (Ohio River) | SW | FR | 93356.88 | [14 empty] | 50000 |  |  |  | 6 | 0 | 12 | 0 | 1
orig_sheet3_key |  |  |  | 2015
| plant_bo | bogen | Plant.Code
| 10676^2 | 10676^1 | 10676
| 10676^3 | 10676^1 | 10676
| 10676^4 | 10676^1 | 10676
| 10676^5 | 10676^1 | 10676
auto_sheet3_flags |  |  |  | 2015
| Plant.Code | plant_bo | bogen | missing.from.923 | unmapped_but_in_923 | unmapped | Orphan.Boiler | Boiler.Status | Boiler.ID.NotIn.Assoc | missingPlant.assoc | missingPlant.boilerDesignData.860 | missingPlant.generation.data.923 | missingPlant.boilerFuelData.923 | flag.CACT.missingPair | missing.bf.923 | flag.ST.missing.bf.923 | flag.ST.missing.bf.923.unmapped | flag_RPM | flag_floatingGen | flag_BoilerRetired | flag_Boiler.Status | flag_923bogenCTonly | flagFuelHeat | flag_STassoc_CT_CS_CA | flag_CSassociation | flagFH_no_NG_January | flagNG_no_FH_January | flagFuelHeat_January | flagFH_no_NG_February | flagNG_no_FH_February | flagFuelHeat_February | flagFH_no_NG_March | flagNG_no_FH_March | flagFuelHeat_March | flagFH_no_NG_April | flagNG_no_FH_April | flagFuelHeat_April | flagFH_no_NG_May | flagNG_no_FH_May | flagFuelHeat_May | flagFH_no_NG_June | flagNG_no_FH_June | flagFuelHeat_June | flagFH_no_NG_July | flagNG_no_FH_July | flagFuelHeat_July | flagFH_no_NG_August | flagNG_no_FH_August | flagFuelHeat_August | flagFH_no_NG_September | flagNG_no_FH_September | flagFuelHeat_September | flagFH_no_NG_October | flagNG_no_FH_October | flagFuelHeat_October | flagFH_no_NG_November | flagNG_no_FH_November | flagFuelHeat_November | flagFH_no_NG_December | flagNG_no_FH_December | flagFuelHeat_December | flag_ManualPlant | flag_MisMatch
| 10676 | 10676^2 | 10676^1 | 0 | 0 | 0 | 0 | 1 | 0 | 0 | 0 | 0 | 0 | 0 | 0 | 0 | 0 | 0 | 0 | 0 | 0 | 0 | 0 | 0 | 0 | 0 | 0 | 0 | 0 | 0 | 0 | 0 | 0 | 0 | 0 | 0 | 0 | 0 | 0 | 0 | 0 | 0 | 0 | 0 | 0 | 0 | 0 | 0 | 0 | 0 | 0 | 0 | 0 | 0 | 0 | 0 | 0 | 0 | 0 | 0 | 0 | 0 | 1
| 10676 | 10676^3 | 10676^1 | 0 | 0 | 0 | 0 | 1 | 0 | 0 | 0 | 0 | 0 | 0 | 0 | 0 | 0 | 0 | 0 | 0 | 0 | 0 | 0 | 0 | 0 | 0 | 0 | 0 | 0 | 0 | 0 | 0 | 0 | 0 | 0 | 0 | 0 | 0 | 0 | 0 | 0 | 0 | 0 | 0 | 0 | 0 | 0 | 0 | 0 | 0 | 0 | 0 | 0 | 0 | 0 | 0 | 0 | 0 | 0 | 0 | 0 | 0 | 1
| 10676 | 10676^4 | 10676^1 | 0 | 0 | 0 | 0 | 1 | 0 | 0 | 0 | 0 | 0 | 0 | 0 | 0 | 0 | 0 | 0 | 0 | 0 | 0 | 0 | 0 | 0 | 0 | 0 | 0 | 0 | 0 | 0 | 0 | 0 | 0 | 0 | 0 | 0 | 0 | 0 | 0 | 0 | 0 | 0 | 0 | 0 | 0 | 0 | 0 | 0 | 0 | 0 | 0 | 0 | 0 | 0 | 0 | 0 | 0 | 0 | 0 | 0 | 0 | 1
| 10676 | 10676^5 | 10676^1 | 0 | 0 | 0 | 0 | 1 | 0 | 0 | 0 | 0 | 0 | 0 | 0 | 0 | 0 | 0 | 0 | 0 | 0 | 0 | 0 | 0 | 0 | 0 | 0 | 0 | 0 | 0 | 0 | 0 | 0 | 0 | 0 | 0 | 0 | 0 | 0 | 0 | 0 | 0 | 0 | 0 | 0 | 0 | 0 | 0 | 0 | 0 | 0 | 0 | 0 | 0 | 0 | 0 | 0 | 0 | 0 | 0 | 0 | 0 | 1
auto_sheet3_key |  |  |  | 2015
manualBogenEdit | Plant.Code | bogen | Boiler.ID | Unit.Code | bga.source | Boiler.ID.Total.Fuel.Heat.January | PlantLine.Total.Fuel.Heat.January | flagNG_no_FH_January | flagFH_no_NG_January | flagFuelHeat_January | Boiler.ID.Total.Fuel.Heat.February | PlantLine.Total.Fuel.Heat.February | flagNG_no_FH_February | flagFH_no_NG_February | flagFuelHeat_February | Boiler.ID.Total.Fuel.Heat.March | PlantLine.Total.Fuel.Heat.March | flagNG_no_FH_March | flagFH_no_NG_March | flagFuelHeat_March | Boiler.ID.Total.Fuel.Heat.April | PlantLine.Total.Fuel.Heat.April | flagNG_no_FH_April | flagFH_no_NG_April | flagFuelHeat_April | Boiler.ID.Total.Fuel.Heat.May | PlantLine.Total.Fuel.Heat.May | flagNG_no_FH_May | flagFH_no_NG_May | flagFuelHeat_May | Boiler.ID.Total.Fuel.Heat.June | PlantLine.Total.Fuel.Heat.June | flagNG_no_FH_June | flagFH_no_NG_June | flagFuelHeat_June | Boiler.ID.Total.Fuel.Heat.July | PlantLine.Total.Fuel.Heat.July | flagNG_no_FH_July | flagFH_no_NG_July | flagFuelHeat_July | Boiler.ID.Total.Fuel.Heat.August | PlantLine.Total.Fuel.Heat.August | flagNG_no_FH_August | flagFH_no_NG_August | flagFuelHeat_August | Boiler.ID.Total.Fuel.Heat.September | PlantLine.Total.Fuel.Heat.September | flagNG_no_FH_September | flagFH_no_NG_September | flagFuelHeat_September | Boiler.ID.Total.Fuel.Heat.October | PlantLine.Total.Fuel.Heat.October | flagNG_no_FH_October | flagFH_no_NG_October | flagFuelHeat_October | Boiler.ID.Total.Fuel.Heat.November | PlantLine.Total.Fuel.Heat.November | flagNG_no_FH_November | flagFH_no_NG_November | flagFuelHeat_November | Boiler.ID.Total.Fuel.Heat.December | PlantLine.Total.Fuel.Heat.December | flagNG_no_FH_December | flagFH_no_NG_December | flagFuelHeat_December | missing.from.923 | flagBoiler.ID_assoc | orig_Boiler.ID_assoc | orig_Boiler.ID_bf.923 | flagBoiler.ID_bf.923 | missing.bf.923 | Reported.Prime.Mover_bf.923 | Reported.Prime.Mover_923 | Reported.Prime.Mover_860 | Reported.Fuel.Type.Code | Technology | Energy.Source.1 | unmapped_but_in_923 | unmapped | Orphan.Boiler | Boiler.Status | Boiler.Retirement.Year | Boiler.Retirement.Month | flag_BoilerRetired | flag_Boiler.Status | Boiler.ID.NotIn.Assoc | missingPlant.assoc | missingPlant.boilerDesignData.860 | missingPlant.generation.data.923 | missingPlant.boilerFuelData.923 | Reported.Prime.Mover_page1 | flag.ST.missing.bf.923 | flag.CACT.missingPair | flag_923bogenCTonly | flag.NGCC.badFuel | flag.ST.missing.bf.923.unmapped | flag_RPM | flag_floatingGen | flagFuelHeat | flag_STassoc_CT_CS_CA | flag_CSassociation | countFlags | YEAR | plant_bo | plant_bo_bf.923 | plant_bo_assoc | manualBogenEditFileName | manualBogenEditDateTime
0 | 10676 | 10676^1 | 2 | none | eia860.org | 51591 |  | 0 | 0 | 0 | 61791.6 |  | 0 | 0 | 0 | 0 |  | 0 | 0 | 0 | 0 |  | 0 | 0 | 0 | 0 |  | 0 | 0 | 0 | 0 |  | 0 | 0 | 0 | 0 |  | 0 | 0 | 0 | 0 |  | 0 | 0 | 0 | 0 |  | 0 | 0 | 0 | 0 |  | 0 | 0 | 0 | 0 |  | 0 | 0 | 0 | 0 |  | 0 | 0 | 0 | FALSE | removeChar | 2 | 2 | removeChar | FALSE | ST | ST |  | BIT |  |  | FALSE | FALSE | FALSE | RE | 2015 | 5 | 0 | 0 | 0 | FALSE | FALSE | FALSE | FALSE |  | 0 | FALSE | FALSE | 0 | 0 |  | 0 | 0 | 0 | 0 | 1 | 2015 | 10676^2 | 10676^2 | 10676^2
0 | 10676 | 10676^1 | 3 | none | eia860.org | 0 |  | 0 | 0 | 0 | 0 |  | 0 | 0 | 0 | 0 |  | 0 | 0 | 0 | 0 |  | 0 | 0 | 0 | 0 |  | 0 | 0 | 0 | 0 |  | 0 | 0 | 0 | 0 |  | 0 | 0 | 0 | 0 |  | 0 | 0 | 0 | 0 |  | 0 | 0 | 0 | 0 |  | 0 | 0 | 0 | 0 |  | 0 | 0 | 0 | 0 |  | 0 | 0 | 0 | FALSE | removeChar | 3 | 3 | removeChar | FALSE | ST | ST |  | DFO |  |  | FALSE | FALSE | FALSE | RE | 2015 | 5 | 0 | 0 | 0 | FALSE | FALSE | FALSE | FALSE |  | 0 | FALSE | FALSE | 0 | 0 |  | 0 | 0 | 0 | 0 | 1 | 2015 | 10676^3 | 10676^3 | 10676^3
0 | 10676 | 10676^1 | 4 | none | eia860.org | 85126.6 |  | 0 | 0 | 0 | 49007.9 |  | 0 | 0 | 0 | 42982 |  | 0 | 0 | 0 | 0 |  | 0 | 0 | 0 | 0 |  | 0 | 0 | 0 | 0 |  | 0 | 0 | 0 | 0 |  | 0 | 0 | 0 | 0 |  | 0 | 0 | 0 | 0 |  | 0 | 0 | 0 | 0 |  | 0 | 0 | 0 | 0 |  | 0 | 0 | 0 | 0 |  | 0 | 0 | 0 | FALSE | removeChar | 4 | 4 | removeChar | FALSE | ST | ST |  | DFO |  |  | FALSE | FALSE | FALSE | RE | 2015 | 5 | 0 | 0 | 0 | FALSE | FALSE | FALSE | FALSE |  | 0 | FALSE | FALSE | 0 | 0 |  | 0 | 0 | 0 | 0 | 1 | 2015 | 10676^4 | 10676^4 | 10676^4
0 | 10676 | 10676^1 | 5 | none | eia860.org | 0 |  | 0 | 0 | 0 | 0 |  | 0 | 0 | 0 | 0 |  | 0 | 0 | 0 | 0 |  | 0 | 0 | 0 | 0 |  | 0 | 0 | 0 | 0 |  | 0 | 0 | 0 | 0 |  | 0 | 0 | 0 | 0 |  | 0 | 0 | 0 | 0 |  | 0 | 0 | 0 | 0 |  | 0 | 0 | 0 | 0 |  | 0 | 0 | 0 | 0 |  | 0 | 0 | 0 | FALSE | removeChar | 5 | 5 | removeChar | FALSE | ST | ST |  | PC |  |  | FALSE | FALSE | FALSE | RE | 2015 | 5 | 0 | 0 | 0 | FALSE | FALSE | FALSE | FALSE |  | 0 | FALSE | FALSE | 0 | 0 |  | 0 | 0 | 0 | 0 | 1 | 2015 | 10676^5 | 10676^5 | 10676^5
orig_sheet4_key |  |  |  | 2015
| plant_gen | bogen | Plant.Code
| 10676^GEN2 | 10676^1 | 10676
| 10676^GEN3 | 10676^1 | 10676
auto_sheet4_flags |  |  |  | 2015
| Plant.Code | plant_gen | bogen | missing.from.923 | Generator.Status | Orphan.Generator | unmapped_but_in_923 | unmapped | missingPlant.assoc | missingPlant.generator.data.860 | missingPlant.generation.data.923 | flag.CACT.missingPair | missing.bf.923 | missing.generation.data | flag.ST.missing.bf.923 | flag.ST.missing.bf.923.unmapped | flag_RPM | flag_floatingGen | flag_GeneratorRetired | flag_Generator.Status | flag_923bogenCTonly | flagFuelHeat | flag_STassoc_CT_CS_CA | flag_CSassociation | flagNetGenWithoutFuelHeat | flagFuelHeatWithoutNetGen | flagFH_no_NG_January | flagNG_no_FH_January | flagFuelHeat_January | flagFH_no_NG_February | flagNG_no_FH_February | flagFuelHeat_February | flagFH_no_NG_March | flagNG_no_FH_March | flagFuelHeat_March | flagFH_no_NG_April | flagNG_no_FH_April | flagFuelHeat_April | flagFH_no_NG_May | flagNG_no_FH_May | flagFuelHeat_May | flagFH_no_NG_June | flagNG_no_FH_June | flagFuelHeat_June | flagFH_no_NG_July | flagNG_no_FH_July | flagFuelHeat_July | flagFH_no_NG_August | flagNG_no_FH_August | flagFuelHeat_August | flagFH_no_NG_September | flagNG_no_FH_September | flagFuelHeat_September | flagFH_no_NG_October | flagNG_no_FH_October | flagFuelHeat_October | flagFH_no_NG_November | flagNG_no_FH_November | flagFuelHeat_November | flagFH_no_NG_December | flagNG_no_FH_December | flagFuelHeat_December | flag_ManualPlant | flag_MisMatch
| 10676 | 10676^GEN2 | 10676^1 | 0 | 0 | 0 | 0 | 0 | 0 | 0 | 0 | 0 | 0 | 0 | 0 | 0 | 0 | 0 | 0 | 0 | 0 | 0 | 0 | 0 | 0 | 0 | 0 | 0 | 0 | 0 | 0 | 0 | 0 | 0 | 0 | 0 | 0 | 0 | 0 | 0 | 0 | 0 | 0 | 0 | 0 | 0 | 0 | 0 | 0 | 0 | 0 | 0 | 0 | 0 | 0 | 0 | 0 | 0 | 0 | 0 | 0 | 0 | 0 | 1
| 10676 | 10676^GEN3 | 10676^1 | 0 | 0 | 0 | 0 | 0 | 0 | 0 | 0 | 0 | 0 | 0 | 0 | 0 | 0 | 0 | 0 | 0 | 0 | 0 | 0 | 0 | 0 | 0 | 0 | 0 | 0 | 0 | 0 | 0 | 0 | 0 | 0 | 0 | 0 | 0 | 0 | 0 | 0 | 0 | 0 | 0 | 0 | 0 | 0 | 0 | 0 | 0 | 0 | 0 | 0 | 0 | 0 | 0 | 0 | 0 | 0 | 0 | 0 | 0 | 0 | 1
auto_sheet4_key |  |  |  | 2015
manualBogenEdit | Plant.Code | Generator.ID | bogen | Unit.Code | bga.source | Net.Generation.mwh | Generator.ID.Total.Net.Generation.January | PlantLine.Total.Fuel.Heat.January | PlantLine.Total.Net.Generation.January | flagNG_no_FH_January | flagFH_no_NG_January | flagFuelHeat_January | Generator.ID.Total.Net.Generation.February | PlantLine.Total.Fuel.Heat.February | PlantLine.Total.Net.Generation.February | flagNG_no_FH_February | flagFH_no_NG_February | flagFuelHeat_February | Generator.ID.Total.Net.Generation.March | PlantLine.Total.Fuel.Heat.March | PlantLine.Total.Net.Generation.March | flagNG_no_FH_March | flagFH_no_NG_March | flagFuelHeat_March | Generator.ID.Total.Net.Generation.April | PlantLine.Total.Fuel.Heat.April | PlantLine.Total.Net.Generation.April | flagNG_no_FH_April | flagFH_no_NG_April | flagFuelHeat_April | Generator.ID.Total.Net.Generation.May | PlantLine.Total.Fuel.Heat.May | PlantLine.Total.Net.Generation.May | flagNG_no_FH_May | flagFH_no_NG_May | flagFuelHeat_May | Generator.ID.Total.Net.Generation.June | PlantLine.Total.Fuel.Heat.June | PlantLine.Total.Net.Generation.June | flagNG_no_FH_June | flagFH_no_NG_June | flagFuelHeat_June | Generator.ID.Total.Net.Generation.July | PlantLine.Total.Fuel.Heat.July | PlantLine.Total.Net.Generation.July | flagNG_no_FH_July | flagFH_no_NG_July | flagFuelHeat_July | Generator.ID.Total.Net.Generation.August | PlantLine.Total.Fuel.Heat.August | PlantLine.Total.Net.Generation.August | flagNG_no_FH_August | flagFH_no_NG_August | flagFuelHeat_August | Generator.ID.Total.Net.Generation.September | PlantLine.Total.Fuel.Heat.September | PlantLine.Total.Net.Generation.September | flagNG_no_FH_September | flagFH_no_NG_September | flagFuelHeat_September | Generator.ID.Total.Net.Generation.October | PlantLine.Total.Fuel.Heat.October | PlantLine.Total.Net.Generation.October | flagNG_no_FH_October | flagFH_no_NG_October | flagFuelHeat_October | Generator.ID.Total.Net.Generation.November | PlantLine.Total.Fuel.Heat.November | PlantLine.Total.Net.Generation.November | flagNG_no_FH_November | flagFH_no_NG_November | flagFuelHeat_November | Generator.ID.Total.Net.Generation.December | PlantLine.Total.Fuel.Heat.December | PlantLine.Total.Net.Generation.December | flagNG_no_FH_December | flagFH_no_NG_December | flagFuelHeat_December | missing.from.923 | orig_Generator.ID_923 | flagGenerator.ID_923 | orig_Generator.ID_860 | flagGenerator.ID_860 | flagGenerator.ID_assoc | orig_Generator.ID_assoc | missing.bf.923 | Reported.Prime.Mover_bf.923 | Reported.Prime.Mover_923 | Reported.Prime.Mover_860 | Reported.Fuel.Type.Code | Technology | Energy.Source.1 | Generator.Status | Orphan.Generator | unmapped_but_in_923 | unmapped | flag_Generator.Status | Generator.Retirement.Year | Generator.Retirement.Month | flag_GeneratorRetired | missingPlant.assoc | missingPlant.generator.data.860 | missingPlant.generation.data.923 | Reported.Prime.Mover_page1 | flag.ST.missing.bf.923 | flag.CACT.missingPair | flag_923bogenCTonly | flag.NGCC.badFuel | flag.ST.missing.bf.923.unmapped | flag_RPM | flag_floatingGen | flagNetGenWithoutFuelHeat | flagFuelHeatWithoutNetGen | flagFuelHeat | flag_STassoc_CT_CS_CA | flag_CSassociation | countFlags | YEAR | plant_gen | plant_gen.923 | plant_gen.860 | plant_gen_assoc | missing.generation.data | manualBogenEditFileName | manualBogenEditDateTime
0 | 10676 | GEN2 | 10676^1 | none | eia860.org | 0 | 0 |  |  | 0 | 0 | 0 | 0 |  |  | 0 | 0 | 0 | 0 |  |  | 0 | 0 | 0 | 0 |  |  | 0 | 0 | 0 | 0 |  |  | 0 | 0 | 0 | 0 |  |  | 0 | 0 | 0 | 0 |  |  | 0 | 0 | 0 | 0 |  |  | 0 | 0 | 0 | 0 |  |  | 0 | 0 | 0 | 0 |  |  | 0 | 0 | 0 | 0 |  |  | 0 | 0 | 0 | 0 |  |  | 0 | 0 | 0 | FALSE | GEN2 | removeChar |  |  | removeChar | GEN2 | FALSE | ST | ST |  | BIT |  |  |  | FALSE | FALSE | FALSE | 0 | 2015 | 5 | 0 | FALSE | FALSE | FALSE |  | 0 | FALSE | FALSE | 0 | 0 |  | 0 | 0 | 0 | 0 | 0 | 0 | 1 | 2015 | 10676^GEN2 | 10676^GEN2 | 10676^NA | 10676^GEN2 | FALSE
0 | 10676 | GEN3 | 10676^1 | none | eia860.org | 0 | 0 |  |  | 0 | 0 | 0 | 0 |  |  | 0 | 0 | 0 | 0 |  |  | 0 | 0 | 0 | 0 |  |  | 0 | 0 | 0 | 0 |  |  | 0 | 0 | 0 | 0 |  |  | 0 | 0 | 0 | 0 |  |  | 0 | 0 | 0 | 0 |  |  | 0 | 0 | 0 | 0 |  |  | 0 | 0 | 0 | 0 |  |  | 0 | 0 | 0 | 0 |  |  | 0 | 0 | 0 | 0 |  |  | 0 | 0 | 0 | FALSE | GEN3 | removeChar |  |  | removeChar | GEN3 | FALSE | ST | ST |  | DFO |  |  |  | FALSE | FALSE | FALSE | 0 | 2015 | 5 | 0 | FALSE | FALSE | FALSE |  | 0 | FALSE | FALSE | 0 | 0 |  | 0 | 0 | 0 | 0 | 0 | 0 | 1 | 2015 | 10676^GEN3 | 10676^GEN3 | 10676^NA | 10676^GEN3 | FALSE
EIA_associationTable |  |  |  | 2015
| Utility.ID | Utility.Name | Plant.Code | Plant.Name | Boiler.ID | Generator.ID | Steam.Plant.Type
| 142 | AES Beaver Valley | 10676 | AES Beaver Valley Partners Beaver Valley | 3 | GEN2 | 1
| 142 | AES Beaver Valley | 10676 | AES Beaver Valley Partners Beaver Valley | 2 | GEN2 | 1
| 142 | AES Beaver Valley | 10676 | AES Beaver Valley Partners Beaver Valley | 4 | GEN2 | 1
| 142 | AES Beaver Valley | 10676 | AES Beaver Valley Partners Beaver Valley | 3 | GEN3 | 1
| 142 | AES Beaver Valley | 10676 | AES Beaver Valley Partners Beaver Valley | 5 | GEN3 | 1
| 142 | AES Beaver Valley | 10676 | AES Beaver Valley Partners Beaver Valley | 2 | GEN3 | 1
| 142 | AES Beaver Valley | 10676 | AES Beaver Valley Partners Beaver Valley | 4 | GEN3 | 1
generator.data.860 |  |  |  | 2015
| Utility.ID | Utility.Name | Plant.Code | Plant.Name | State | County | Generator.ID | Technology | Prime.Mover | Unit.Code | Ownership | Duct.Burners | Can.Bypass.Heat.Recovery.Steam.Generator. | RTO.ISO.LMP.Node.Designation | RTO.ISO.Location.Designation.for.Reporting.Wholesale.Sales.Data.to.FERC | Nameplate.Capacity..MW. | Nameplate.Power.Factor | Summer.Capacity..MW. | Winter.Capacity..MW. | Minimum.Load..MW. | Uprate.or.Derate.Completed.During.Year | Month.Uprate.or.Derate.Completed | Year.Uprate.or.Derate.Completed | Status | Synchronized.to.Transmission.Grid | Operating.Month | Operating.Year | Planned.Retirement.Month | Planned.Retirement.Year | Associated.with.Combined.Heat.and.Power.System | Sector.Name | Sector | Topping.or.Bottoming | Energy.Source.1 | Energy.Source.2 | Energy.Source.3 | Energy.Source.4 | Energy.Source.5 | Energy.Source.6 | Startup.Source.1 | Startup.Source.2 | Startup.Source.3 | Startup.Source.4 | Solid.Fuel.Gasification.System. | Carbon.Capture.Technology. | Turbines..Inverters..or.Hydrokinetic.Buoys | Time.from.Cold.Shutdown.to.Full.Load | Fluidized.Bed.Technology. | Pulverized.Coal.Technology. | Stoker.Technology. | Other.Combustion.Technology. | Subcritical.Technology. | Supercritical.Technology. | Ultrasupercritical.Technology. | Planned.Net.Summer.Capacity.Uprate..MW. | Planned.Net.Winter.Capacity.Uprate..MW. | Planned.Uprate.Month | Planned.Uprate.Year | Planned.Net.Summer.Capacity.Derate..MW. | Planned.Net.Winter.Capacity.Derate..MW. | Planned.Derate.Month | Planned.Derate.Year | Planned.New.Prime.Mover | Planned.Energy.Source.1 | Planned.New.Nameplate.Capacity..MW. | Planned.Repower.Month | Planned.Repower.Year | Other.Planned.Modifications. | Other.Modifications.Month | Other.Modifications.Year | Cofire.Fuels. | Switch.Between.Oil.and.Natural.Gas.
retiredGenerators.860 |  |  |  | 2015
| Utility.ID | Utility.Name | Plant.Code | Plant.Name | State | County | Generator.ID | Technology | Prime.Mover | Unit.Code | Ownership | Duct.Burners | Can.Bypass.Heat.Recovery.Steam.Generator. | RTO.ISO.LMP.Node.Designation | RTO.ISO.Location.Designation.for.Reporting.Wholesale.Sales.Data.to.FERC | Nameplate.Capacity..MW. | Nameplate.Power.Factor | Summer.Capacity..MW. | Winter.Capacity..MW. | Minimum.Load..MW. | Uprate.or.Derate.Completed.During.Year | Month.Uprate.or.Derate.Completed | Year.Uprate.or.Derate.Completed | Status | Synchronized.to.Transmission.Grid | Operating.Month | Operating.Year | Retirement.Month | Retirement.Year | Associated.with.Combined.Heat.and.Power.System | Sector.Name | Sector | Topping.or.Bottoming | Energy.Source.1 | Energy.Source.2 | Energy.Source.3 | Energy.Source.4 | Energy.Source.5 | Energy.Source.6 | Startup.Source.1 | Startup.Source.2 | Startup.Source.3 | Startup.Source.4 | Solid.Fuel.Gasification.System. | Carbon.Capture.Technology. | Turbines..Inverters..or.Hydrokinetic.Buoys | Time.from.Cold.Shutdown.to.Full.Load | Fluidized.Bed.Technology. | Pulverized.Coal.Technology. | Stoker.Technology. | Other.Combustion.Technology. | Subcritical.Technology. | Supercritical.Technology. | Ultrasupercritical.Technology. | Cofire.Fuels. | Switch.Between.Oil.and.Natural.Gas.
| 142 | AES Beaver Valley | 10676 | AES Beaver Valley Partners Beaver Valley | PA | Beaver | GEN2 | Conventional Steam Coal | ST |  | S | X | X | 21601815 | 21601815 | 35 | 0.8 | 32 | 31.5 | 10 | N |  |  | RE | X | 7 | 1987 | 5 | 2015 | Y | IPP CHP | 3 | T | BIT | PC |  |  |  |  | DFO |  |  |  | N | N |  | OVER |  | Y |  |  | Y |  |  | Y | N
| 142 | AES Beaver Valley | 10676 | AES Beaver Valley Partners Beaver Valley | PA | Beaver | GEN3 | Conventional Steam Coal | ST |  | S | X | X |  |  | 114 | 0.8 | 114 | 120 | 30 | N |  |  | RE | X | 7 | 1987 | 5 | 2015 | Y | IPP CHP | 3 | B | BIT | PC |  |  |  |  | DFO |  |  |  | N | N |  | OVER |  | Y |  |  | Y |  |  | Y | N
Boiler_InfoDesign_Parameters.860 |  |  |  | 2015
| Utility.ID | Utility.Name | Plant.Code | Plant.Name | State | Boiler.ID | Boiler.Status | Type.of.Boiler | Inservice.Month | Inservice.Year | Retirement.Month | Retirement.Year | Firing.Type.1 | Firing.Type.2 | Firing.Type.3 | Max.Steam.Flow..Thousand.Pounds.per.Hour. | Firing.Rate.Using.Coal..0.1.Tons.per.Hour. | Firing.Rate.Using.Petroleum..0.1.Barrels.per.Hour. | Firing.Rate.Using.Gas..0.1.MCF.per.Hour. | Firing.Rate.Using.Other.Fuels | Waste.Heat.Input..Million.BTU.per.Hour. | Primary.Fuel.1 | Primary.Fuel.2 | Primary.Fuel.3 | Primary.Fuel.4 | Turndown.Ratio | Efficiency.100..Load | Efficiency.50..Load | Air.Flow.100..Load..Cubic.Feet.per.Minute. | Wet.Dry.Bottom | Fly.Ash.Reinjection | Steam.Plant.Type | missingData
| 142 | AES Beaver Valley | 10676 | AES Beaver Valley Partners Beaver Valley | PA | 2 | RE | N | 7 | 1987 | 5 | 2015 | WF |  |  | 400 | 21.2 | 0 | 0 | 400000 | 0 | BIT | PC |  |  | 20 | 0.84 | 0.8 | 143833 | D | N | 1 | 0
| 142 | AES Beaver Valley | 10676 | AES Beaver Valley Partners Beaver Valley | PA | 3 | RE | N | 7 | 1987 | 5 | 2015 | WF |  |  | 400 | 21.2 | 0 | 0 | 400000 |  | BIT | PC |  |  | 20 | 0.84 | 0.75 | 157500 | D | N | 1 | 0
| 142 | AES Beaver Valley | 10676 | AES Beaver Valley Partners Beaver Valley | PA | 4 | RE | N | 7 | 1987 | 5 | 2015 | WF |  |  | 400 | 21.2 | 0 | 0 | 400000 |  | BIT | PC |  |  | 20 | 0.84 | 0.8 | 150000 | D | N | 1 | 0
| 142 | AES Beaver Valley | 10676 | AES Beaver Valley Partners Beaver Valley | PA | 5 | RE | N | 7 | 1987 | 5 | 2015 | WF |  |  | 210 | 11 | 0 | 0 | 210000 |  | BIT | PC |  |  | 2.2 | 0.84 | 0.83 | 86233 | D | N | 1 | 0
boilerFuelData_923 |  |  |  | 2015
| Plant.Code | Combined.Heat.And..Power.Plant | Plant.Name | Operator.Name | Operator.Id | Plant.State | Census.Region | NERC.Region | NAICS.Code | Sector.Number | Sector.Name | Boiler.ID | Reported.Prime.Mover | Reported.Fuel.Type.Code | Physical.Unit.Label | Quantity.Of.Fuel.Consumed.January | Quantity.Of.Fuel.Consumed.February | Quantity.Of.Fuel.Consumed.March | Quantity.Of.Fuel.Consumed.April | Quantity.Of.Fuel.Consumed.May | Quantity.Of.Fuel.Consumed.June | Quantity.Of.Fuel.Consumed.July | Quantity.Of.Fuel.Consumed.August | Quantity.Of.Fuel.Consumed.September | Quantity.Of.Fuel.Consumed.October | Quantity.Of.Fuel.Consumed.November | Quantity.Of.Fuel.Consumed.December | MMbtu.Per.Unit.January | MMbtu.Per.Unit.February | MMbtu.Per.Unit.March | MMbtu.Per.Unit.April | MMbtu.Per.Unit.May | MMbtu.Per.Unit.June | MMbtu.Per.Unit.July | MMbtu.Per.Unit.August | MMbtu.Per.Unit.September | MMbtu.Per.Unit.October | MMbtu.Per.Unit.November | MMbtu.Per.Unit.December | Sulfur.Content.January | Sulfur.Content.February | Sulfur.Content.March | Sulfur.Content.April | Sulfur.Content.May | Sulfur.Content.June | Sulfur.Content.July | Sulfur.Content.August | Sulfur.Content.September | Sulfur.Content.October | Sulfur.Content.November | Sulfur.Content.December | Ash.Content.January | Ash.Content.February | Ash.Content.March | Ash.Content.April | Ash.Content.May | Ash.Content.June | Ash.Content.July | Ash.Content.August | Ash.Content.September | Ash.Content.October | Ash.Content.November | Ash.Content.December | Total.Fuel.Consumption.Quantity | YEAR | missingData
| 10676 | Y | AES Beaver Valley Partners Beaver Valley | AES Beaver Valley | 142 | PA | MAT | RFC | 22 | 3 | NAICS-22 Cogen | 2 | ST | BIT | short tons | 1950 | 2426 | 0 | 0 | 0 | 0 | 0 | 0 | 0 | 0 | 0 | 0 | 26.1 | 25.1 | 0 | 0 | 0 | 0 | 0 | 0 | 0 | 0 | 0 | 0 | 1.75 | 1.47 | 0 | 0 | 0 | 0 | 0 | 0 | 0 | 0 | 0 | 0 | 7.75 | 10.47 | 0 | 0 | 0 | 0 | 0 | 0 | 0 | 0 | 0 | 0 | 4376 | 2015 | 0
| 10676 | Y | AES Beaver Valley Partners Beaver Valley | AES Beaver Valley | 142 | PA | MAT | RFC | 22 | 3 | NAICS-22 Cogen | 2 | ST | DFO | barrels | 120 | 155 | 0 | 0 | 0 | 0 | 0 | 0 | 0 | 0 | 0 | 0 | 5.8 | 5.8 | 0 | 0 | 0 | 0 | 0 | 0 | 0 | 0 | 0 | 0 | 0.5 | 0.5 | 0 | 0 | 0 | 0 | 0 | 0 | 0 | 0 | 0 | 0 | 0 | 0 | 0 | 0 | 0 | 0 | 0 | 0 | 0 | 0 | 0 | 0 | 275 | 2015 | 0
| 10676 | Y | AES Beaver Valley Partners Beaver Valley | AES Beaver Valley | 142 | PA | MAT | RFC | 22 | 3 | NAICS-22 Cogen | 2 | ST | PC | short tons | 0 | 0 | 0 | 0 | 0 | 0 | 0 | 0 | 0 | 0 | 0 | 0 | 0 | 0 | 0 | 0 | 0 | 0 | 0 | 0 | 0 | 0 | 0 | 0 | 0 | 0 | 0 | 0 | 0 | 0 | 0 | 0 | 0 | 0 | 0 | 0 | 0 | 0 | 0 | 0 | 0 | 0 | 0 | 0 | 0 | 0 | 0 | 0 | 0 | 2015 | 0
| 10676 | Y | AES Beaver Valley Partners Beaver Valley | AES Beaver Valley | 142 | PA | MAT | RFC | 22 | 3 | NAICS-22 Cogen | 3 | ST | BIT | short tons | 0 | 0 | 0 | 0 | 0 | 0 | 0 | 0 | 0 | 0 | 0 | 0 | 0 | 0 | 0 | 0 | 0 | 0 | 0 | 0 | 0 | 0 | 0 | 0 | 0 | 0 | 0 | 0 | 0 | 0 | 0 | 0 | 0 | 0 | 0 | 0 | 0 | 0 | 0 | 0 | 0 | 0 | 0 | 0 | 0 | 0 | 0 | 0 | 0 | 2015 | 0
| 10676 | Y | AES Beaver Valley Partners Beaver Valley | AES Beaver Valley | 142 | PA | MAT | RFC | 22 | 3 | NAICS-22 Cogen | 3 | ST | DFO | barrels | 0 | 0 | 0 | 0 | 0 | 0 | 0 | 0 | 0 | 0 | 0 | 0 | 0 | 0 | 0 | 0 | 0 | 0 | 0 | 0 | 0 | 0 | 0 | 0 | 0 | 0 | 0 | 0 | 0 | 0 | 0 | 0 | 0 | 0 | 0 | 0 | 0 | 0 | 0 | 0 | 0 | 0 | 0 | 0 | 0 | 0 | 0 | 0 | 0 | 2015 | 0
| 10676 | Y | AES Beaver Valley Partners Beaver Valley | AES Beaver Valley | 142 | PA | MAT | RFC | 22 | 3 | NAICS-22 Cogen | 3 | ST | PC | short tons | 0 | 0 | 0 | 0 | 0 | 0 | 0 | 0 | 0 | 0 | 0 | 0 | 0 | 0 | 0 | 0 | 0 | 0 | 0 | 0 | 0 | 0 | 0 | 0 | 0 | 0 | 0 | 0 | 0 | 0 | 0 | 0 | 0 | 0 | 0 | 0 | 0 | 0 | 0 | 0 | 0 | 0 | 0 | 0 | 0 | 0 | 0 | 0 | 0 | 2015 | 0
| 10676 | Y | AES Beaver Valley Partners Beaver Valley | AES Beaver Valley | 142 | PA | MAT | RFC | 22 | 3 | NAICS-22 Cogen | 4 | ST | BIT | short tons | 3246 | 1919 | 1745 | 0 | 0 | 0 | 0 | 0 | 0 | 0 | 0 | 0 | 26.1 | 25.1 | 24 | 0 | 0 | 0 | 0 | 0 | 0 | 0 | 0 | 0 | 1.75 | 1.47 | 1.77 | 0 | 0 | 0 | 0 | 0 | 0 | 0 | 0 | 0 | 7.75 | 10.47 | 13.7 | 0 | 0 | 0 | 0 | 0 | 0 | 0 | 0 | 0 | 6910 | 2015 | 0
| 10676 | Y | AES Beaver Valley Partners Beaver Valley | AES Beaver Valley | 142 | PA | MAT | RFC | 22 | 3 | NAICS-22 Cogen | 4 | ST | DFO | barrels | 70 | 145 | 190 | 0 | 0 | 0 | 0 | 0 | 0 | 0 | 0 | 0 | 5.8 | 5.8 | 5.8 | 0 | 0 | 0 | 0 | 0 | 0 | 0 | 0 | 0 | 0.5 | 0.5 | 0.5 | 0 | 0 | 0 | 0 | 0 | 0 | 0 | 0 | 0 | 0 | 0 | 0 | 0 | 0 | 0 | 0 | 0 | 0 | 0 | 0 | 0 | 405 | 2015 | 0
| 10676 | Y | AES Beaver Valley Partners Beaver Valley | AES Beaver Valley | 142 | PA | MAT | RFC | 22 | 3 | NAICS-22 Cogen | 4 | ST | PC | short tons | 0 | 0 | 0 | 0 | 0 | 0 | 0 | 0 | 0 | 0 | 0 | 0 | 0 | 0 | 0 | 0 | 0 | 0 | 0 | 0 | 0 | 0 | 0 | 0 | 0 | 0 | 0 | 0 | 0 | 0 | 0 | 0 | 0 | 0 | 0 | 0 | 0 | 0 | 0 | 0 | 0 | 0 | 0 | 0 | 0 | 0 | 0 | 0 | 0 | 2015 | 0
| 10676 | Y | AES Beaver Valley Partners Beaver Valley | AES Beaver Valley | 142 | PA | MAT | RFC | 22 | 3 | NAICS-22 Cogen | 5 | ST | BIT | short tons | 0 | 0 | 0 | 0 | 0 | 0 | 0 | 0 | 0 | 0 | 0 | 0 | 0 | 0 | 0 | 0 | 0 | 0 | 0 | 0 | 0 | 0 | 0 | 0 | 0 | 0 | 0 | 0 | 0 | 0 | 0 | 0 | 0 | 0 | 0 | 0 | 0 | 0 | 0 | 0 | 0 | 0 | 0 | 0 | 0 | 0 | 0 | 0 | 0 | 2015 | 0
| 10676 | Y | AES Beaver Valley Partners Beaver Valley | AES Beaver Valley | 142 | PA | MAT | RFC | 22 | 3 | NAICS-22 Cogen | 5 | ST | DFO | barrels | 0 | 0 | 0 | 0 | 0 | 0 | 0 | 0 | 0 | 0 | 0 | 0 | 0 | 0 | 0 | 0 | 0 | 0 | 0 | 0 | 0 | 0 | 0 | 0 | 0 | 0 | 0 | 0 | 0 | 0 | 0 | 0 | 0 | 0 | 0 | 0 | 0 | 0 | 0 | 0 | 0 | 0 | 0 | 0 | 0 | 0 | 0 | 0 | 0 | 2015 | 0
| 10676 | Y | AES Beaver Valley Partners Beaver Valley | AES Beaver Valley | 142 | PA | MAT | RFC | 22 | 3 | NAICS-22 Cogen | 5 | ST | PC | short tons | 0 | 0 | 0 | 0 | 0 | 0 | 0 | 0 | 0 | 0 | 0 | 0 | 0 | 0 | 0 | 0 | 0 | 0 | 0 | 0 | 0 | 0 | 0 | 0 | 0 | 0 | 0 | 0 | 0 | 0 | 0 | 0 | 0 | 0 | 0 | 0 | 0 | 0 | 0 | 0 | 0 | 0 | 0 | 0 | 0 | 0 | 0 | 0 | 0 | 2015 | 0
generation.data.923 |  |  |  | 2015
| Plant.Code | Combined.Heat.And.Power.Plant | Plant.Name | Operator.Name | Operator.Id | Plant.State | Census.Region | NERC.Region | NAICS.Code | Sector.Number | Sector.Name | Generator.ID | Reported.Prime.Mover | Net.Generation.January | Net.Generation.February | Net.Generation.March | Net.Generation.April | Net.Generation.May | Net.Generation.June | Net.Generation.July | Net.Generation.August | Net.Generation.September | Net.Generation.October | Net.Generation.November | Net.Generation.December | Net.Generation.Year.To.Date | YEAR | missingData
| 10676 | Y | AES Beaver Valley Partners Beaver Valley | AES Beaver Valley | 142 | PA | MAT | RFC | 22 | 3 | NAICS-22 Cogen | GEN3 | ST | 0 | 0 | 0 | 0 | 0 | 0 | 0 | 0 | 0 | 0 | 0 | 0 | 0 | 2015 | 0
| 10676 | Y | AES Beaver Valley Partners Beaver Valley | AES Beaver Valley | 142 | PA | MAT | RFC | 22 | 3 | NAICS-22 Cogen | GEN2 | ST | 0 | 0 | 0 | 0 | 0 | 0 | 0 | 0 | 0 | 0 | 0 | 0 | 0 | 2015 | 0
page1GenFuelData.923 |  |  |  | 2015
| Plant.Code | Combined.Heat.And.Power.Plant | Nuclear.Unit.Id | Plant.Name | Operator.Name | Operator.Id | Plant.State | Census.Region | NERC.Region | Reserved | NAICS.Code | EIA.Sector.Number | Sector.Name | Reported.Prime.Mover | Reported.Fuel.Type.Code | AER.Fuel.Type.Code | Reserved.1 | Reserved.2 | Physical.Unit.Label | Quantity.January | Quantity.February | Quantity.March | Quantity.April | Quantity.May | Quantity.June | Quantity.July | Quantity.August | Quantity.September | Quantity.October | Quantity.November | Quantity.December | Elec_Quantity.January | Elec_Quantity.February | Elec_Quantity.March | Elec_Quantity.April | Elec_Quantity.May | Elec_Quantity.June | Elec_Quantity.July | Elec_Quantity.August | Elec_Quantity.September | Elec_Quantity.October | Elec_Quantity.November | Elec_Quantity.December | MMBtuPer_Unit.January | MMBtuPer_Unit.February | MMBtuPer_Unit.March | MMBtuPer_Unit.April | MMBtuPer_Unit.May | MMBtuPer_Unit.June | MMBtuPer_Unit.July | MMBtuPer_Unit.August | MMBtuPer_Unit.September | MMBtuPer_Unit.October | MMBtuPer_Unit.November | MMBtuPer_Unit.December | Tot_MMBtu.January | Tot_MMBtu.February | Tot_MMBtu.March | Tot_MMBtu.April | Tot_MMBtu.May | Tot_MMBtu.June | Tot_MMBtu.July | Tot_MMBtu.August | Tot_MMBtu.September | Tot_MMBtu.October | Tot_MMBtu.November | Tot_MMBtu.December | Elec_MMBtu.January | Elec_MMBtu.February | Elec_MMBtu.March | Elec_MMBtu.April | Elec_MMBtu.May | Elec_MMBtu.June | Elec_MMBtu.July | Elec_MMBtu.August | Elec_MMBtu.September | Elec_MMBtu.October | Elec_MMBtu.November | Elec_MMBtu.December | Netgen.January | Netgen.February | Netgen.March | Netgen.April | Netgen.May | Netgen.June | Netgen.July | Netgen.August | Netgen.September | Netgen.October | Netgen.November | Netgen.December | Total.Fuel.Consumption.Quantity | Electric.Fuel.Consumption.Quantity | Total.Fuel.Consumption.MMBtu | Elec.Fuel.Consumption.MMBtu | Net.Generation..Megawatthours. | YEAR | missingData
| 10676 | Y | . | AES Beaver Valley Partners Beaver Valley | AES Beaver Valley | 142 | PA | MAT | RFC |  | 22 | 3 | NAICS-22 Cogen | ST | BIT | COL |  |  | short tons | 5196 | 4345 | 1745 | 0 | 0 | 0 | 0 | 0 | 0 | 0 | 0 | 0 | 0 | 0 | 0 | 0 | 0 | 0 | 0 | 0 | 0 | 0 | 0 | 0 | 26.1 | 25.1 | 24 | 0 | 0 | 0 | 0 | 0 | 0 | 0 | 0 | 0 | 135616 | 109060 | 41880 | 0 | 0 | 0 | 0 | 0 | 0 | 0 | 0 | 0 | 0 | 0 | 0 | 0 | 0 | 0 | 0 | 0 | 0 | 0 | 0 | 0 | 0 | 0 | 0 | 0 | 0 | 0 | 0 | 0 | 0 | 0 | 0 | 0 | 11286 | 0 | 286556 | 0 | 0 | 2015 | 0
| 10676 | Y | . | AES Beaver Valley Partners Beaver Valley | AES Beaver Valley | 142 | PA | MAT | RFC |  | 22 | 3 | NAICS-22 Cogen | ST | DFO | DFO |  |  | barrels | 190 | 300 | 190 | 0 | 0 | 0 | 0 | 0 | 0 | 0 | 0 | 0 | 0 | 0 | 0 | 0 | 0 | 0 | 0 | 0 | 0 | 0 | 0 | 0 | 5.8 | 5.8 | 5.8 | 0 | 0 | 0 | 0 | 0 | 0 | 0 | 0 | 0 | 1102 | 1740 | 1102 | 0 | 0 | 0 | 0 | 0 | 0 | 0 | 0 | 0 | 0 | 0 | 0 | 0 | 0 | 0 | 0 | 0 | 0 | 0 | 0 | 0 | 0 | 0 | 0 | 0 | 0 | 0 | 0 | 0 | 0 | 0 | 0 | 0 | 680 | 0 | 3944 | 0 | 0 | 2015 | 0
| 10676 | Y | . | AES Beaver Valley Partners Beaver Valley | AES Beaver Valley | 142 | PA | MAT | RFC |  | 22 | 3 | NAICS-22 Cogen | ST | PC | PC |  |  | short tons | 0 | 0 | 0 | 0 | 0 | 0 | 0 | 0 | 0 | 0 | 0 | 0 | 0 | 0 | 0 | 0 | 0 | 0 | 0 | 0 | 0 | 0 | 0 | 0 | 0 | 0 | 0 | 0 | 0 | 0 | 0 | 0 | 0 | 0 | 0 | 0 | 0 | 0 | 0 | 0 | 0 | 0 | 0 | 0 | 0 | 0 | 0 | 0 | 0 | 0 | 0 | 0 | 0 | 0 | 0 | 0 | 0 | 0 | 0 | 0 | 0 | 0 | 0 | 0 | 0 | 0 | 0 | 0 | 0 | 0 | 0 | 0 | 0 | 0 | 0 | 0 | 0 | 2015 | 0
FuelHeatByLine |  |  |  | 2015
| Plant.Code | Boiler.ID | bogen | Reported.Prime.Mover_bf.923 | Reported.Fuel.Type.Code | Fuel.Heat.January | Fuel.Heat.February | Fuel.Heat.March | Fuel.Heat.April | Fuel.Heat.May | Fuel.Heat.June | Fuel.Heat.July | Fuel.Heat.August | Fuel.Heat.September | Fuel.Heat.October | Fuel.Heat.November | Fuel.Heat.December | YEAR
| 10676 | 2 | 10676^1 | ST | BIT | 50895 | 60892.6 | 0 | 0 | 0 | 0 | 0 | 0 | 0 | 0 | 0 | 0 | 2015
| 10676 | 2 | 10676^1 | ST | PC | 0 | 0 | 0 | 0 | 0 | 0 | 0 | 0 | 0 | 0 | 0 | 0 | 2015
| 10676 | 2 | 10676^1 | ST | DFO | 696 | 899 | 0 | 0 | 0 | 0 | 0 | 0 | 0 | 0 | 0 | 0 | 2015
| 10676 | 3 | 10676^1 | ST | DFO | 0 | 0 | 0 | 0 | 0 | 0 | 0 | 0 | 0 | 0 | 0 | 0 | 2015
| 10676 | 3 | 10676^1 | ST | PC | 0 | 0 | 0 | 0 | 0 | 0 | 0 | 0 | 0 | 0 | 0 | 0 | 2015
| 10676 | 3 | 10676^1 | ST | BIT | 0 | 0 | 0 | 0 | 0 | 0 | 0 | 0 | 0 | 0 | 0 | 0 | 2015
| 10676 | 4 | 10676^1 | ST | DFO | 406 | 841 | 1102 | 0 | 0 | 0 | 0 | 0 | 0 | 0 | 0 | 0 | 2015
| 10676 | 4 | 10676^1 | ST | BIT | 84720.6 | 48166.9 | 41880 | 0 | 0 | 0 | 0 | 0 | 0 | 0 | 0 | 0 | 2015
| 10676 | 4 | 10676^1 | ST | PC | 0 | 0 | 0 | 0 | 0 | 0 | 0 | 0 | 0 | 0 | 0 | 0 | 2015
| 10676 | 5 | 10676^1 | ST | BIT | 0 | 0 | 0 | 0 | 0 | 0 | 0 | 0 | 0 | 0 | 0 | 0 | 2015
| 10676 | 5 | 10676^1 | ST | DFO | 0 | 0 | 0 | 0 | 0 | 0 | 0 | 0 | 0 | 0 | 0 | 0 | 2015
| 10676 | 5 | 10676^1 | ST | PC | 0 | 0 | 0 | 0 | 0 | 0 | 0 | 0 | 0 | 0 | 0 | 0 | 2015
NetGenByLine |  |  |  | 2015
| Plant.Code | Generator.ID | bogen | Reported.Prime.Mover | Net.Generation.Year.To.Date | Net.Generation.January | Net.Generation.February | Net.Generation.March | Net.Generation.April | Net.Generation.May | Net.Generation.June | Net.Generation.July | Net.Generation.August | Net.Generation.September | Net.Generation.October | Net.Generation.November | Net.Generation.December | YEAR
| 10676 | GEN2 | 10676^1 | ST | 0 | 0 | 0 | 0 | 0 | 0 | 0 | 0 | 0 | 0 | 0 | 0 | 0 | 2015
| 10676 | GEN3 | 10676^1 | ST | 0 | 0 | 0 | 0 | 0 | 0 | 0 | 0 | 0 | 0 | 0 | 0 | 0 | 2015
FuelHeatByBoilerID |  |  |  | 2015
| Plant.Code | Boiler.ID | bogen | Reported.Prime.Mover_bf.923 | flagFuelHeat | Boiler.ID.Total.Fuel.Heat.January | Boiler.ID.Total.Fuel.Heat.February | Boiler.ID.Total.Fuel.Heat.March | Boiler.ID.Total.Fuel.Heat.April | Boiler.ID.Total.Fuel.Heat.May | Boiler.ID.Total.Fuel.Heat.June | Boiler.ID.Total.Fuel.Heat.July | Boiler.ID.Total.Fuel.Heat.August | Boiler.ID.Total.Fuel.Heat.September | Boiler.ID.Total.Fuel.Heat.October | Boiler.ID.Total.Fuel.Heat.November | Boiler.ID.Total.Fuel.Heat.December | YEAR
| 10676 | 2 | 10676^1 | ST | 0 | 51591 | 61791.6 | 0 | 0 | 0 | 0 | 0 | 0 | 0 | 0 | 0 | 0 | 2015
| 10676 | 3 | 10676^1 | ST | 0 | 0 | 0 | 0 | 0 | 0 | 0 | 0 | 0 | 0 | 0 | 0 | 0 | 2015
| 10676 | 4 | 10676^1 | ST | 0 | 85126.6 | 49007.9 | 42982 | 0 | 0 | 0 | 0 | 0 | 0 | 0 | 0 | 0 | 2015
| 10676 | 5 | 10676^1 | ST | 0 | 0 | 0 | 0 | 0 | 0 | 0 | 0 | 0 | 0 | 0 | 0 | 0 | 2015
NetGenByGeneratorID |  |  |  | 2015
| Plant.Code | Generator.ID | bogen | Reported.Prime.Mover_923 | Net.Generation.mwh | Generator.ID.Total.Net.Generation.January | Generator.ID.Total.Net.Generation.February | Generator.ID.Total.Net.Generation.March | Generator.ID.Total.Net.Generation.April | Generator.ID.Total.Net.Generation.May | Generator.ID.Total.Net.Generation.June | Generator.ID.Total.Net.Generation.July | Generator.ID.Total.Net.Generation.August | Generator.ID.Total.Net.Generation.September | Generator.ID.Total.Net.Generation.October | Generator.ID.Total.Net.Generation.November | Generator.ID.Total.Net.Generation.December | YEAR
| 10676 | GEN2 | 10676^1 | ST | 0 | 0 | 0 | 0 | 0 | 0 | 0 | 0 | 0 | 0 | 0 | 0 | 0 | 2015
| 10676 | GEN3 | 10676^1 | ST | 0 | 0 | 0 | 0 | 0 | 0 | 0 | 0 | 0 | 0 | 0 | 0 | 0 | 2015
FuelHeatByBogen |  |  |  | 2015
| Plant.Code | blankCol | bogen | Reported.Prime.Mover_bf.923 | flagFuelHeat | Bogen.Total.Fuel.Heat.January | Bogen.Total.Fuel.Heat.February | Bogen.Total.Fuel.Heat.March | Bogen.Total.Fuel.Heat.April | Bogen.Total.Fuel.Heat.May | Bogen.Total.Fuel.Heat.June | Bogen.Total.Fuel.Heat.July | Bogen.Total.Fuel.Heat.August | Bogen.Total.Fuel.Heat.September | Bogen.Total.Fuel.Heat.October | Bogen.Total.Fuel.Heat.November | Bogen.Total.Fuel.Heat.December | YEAR
| 10676 |  | 10676^1 | ST | 0 | 136717.6 | 110799.5 | 42982 | 0 | 0 | 0 | 0 | 0 | 0 | 0 | 0 | 0 | 2015
NetGenByBogen |  |  |  | 2015
| Plant.Code | blankCol | bogen | Reported.Prime.Mover_923 | Net.Generation.mwh | Bogen.Total.Net.Generation.January | Bogen.Total.Net.Generation.February | Bogen.Total.Net.Generation.March | Bogen.Total.Net.Generation.April | Bogen.Total.Net.Generation.May | Bogen.Total.Net.Generation.June | Bogen.Total.Net.Generation.July | Bogen.Total.Net.Generation.August | Bogen.Total.Net.Generation.September | Bogen.Total.Net.Generation.October | Bogen.Total.Net.Generation.November | Bogen.Total.Net.Generation.December | YEAR
| 10676 |  | 10676^1 | ST | 0 | 0 | 0 | 0 | 0 | 0 | 0 | 0 | 0 | 0 | 0 | 0 | 0 | 2015
ThermalEfficiencyByBogen |  |  |  | 2015
| Plant.Code | blankCol | bogen | Reported.Prime.Mover_923 | Net.Generation.mwh | ThermalEfficiency.January | ThermalEfficiency.February | ThermalEfficiency.March | ThermalEfficiency.April | ThermalEfficiency.May | ThermalEfficiency.June | ThermalEfficiency.July | ThermalEfficiency.August | ThermalEfficiency.September | ThermalEfficiency.October | ThermalEfficiency.November | ThermalEfficiency.December | YEAR
| 10676 |  | 10676^1 | ST | 0 | 0 | 0 | 0 | 0 | 0 | 0 | 0 | 0 | 0 | 0 | 0 | 0 | 2015

## 50292
2015 | Plant.Code | orig_bogencoo.key | auto_bogencoo.key | combogencoo_cool_type_key | EIA_BocooAssoc | EIA_CoolingEnviroEquip | orig_sheet3_key | auto_sheet3_flags | auto_sheet3_key | orig_sheet4_key | auto_sheet4_flags | auto_sheet4_key | EIA_associationTable | generator.data.860 | retiredGenerators.860 | Boiler_InfoDesign_Parameters.860 | boilerFuelData_923 | generation.data.923 | page1GenFuelData.923 | FuelHeatByLine | NetGenByLine | FuelHeatByBoilerID | NetGenByGeneratorID | FuelHeatByBogen | NetGenByBogen | ThermalEfficiencyByBogen
| 50292 | 2 | 6 | 2 | 0 | 0 | 6 | 6 | 6 | 5 | 5 | 5 | 3 | 7 | 0 | 3 | 6 | 5 | 4 | 6 | 5 | 6 | 5 | 4 | 5 | 5
orig_bogencoo.key |  |  |  | 2015
| combogen | combogencoo | Plant.Code
| combogen^50292^1 | combogencoo^50292^1 | 50292
| combogen^50292^2 | combogencoo^50292^2 | 50292
auto_bogencoo.key |  |  |  | 2015
manualEdit | manualBogenEdit | Plant.Code | Bogen | combogen | combogencoo | Boiler.ID | Unit.Code | bga.source | Boiler.ID.Total.Fuel.Heat.January | PlantLine.Total.Fuel.Heat.January | flagNG_no_FH_January | flagFH_no_NG_January | flagFuelHeat_January | Boiler.ID.Total.Fuel.Heat.February | PlantLine.Total.Fuel.Heat.February | flagNG_no_FH_February | flagFH_no_NG_February | flagFuelHeat_February | Boiler.ID.Total.Fuel.Heat.March | PlantLine.Total.Fuel.Heat.March | flagNG_no_FH_March | flagFH_no_NG_March | flagFuelHeat_March | Boiler.ID.Total.Fuel.Heat.April | PlantLine.Total.Fuel.Heat.April | flagNG_no_FH_April | flagFH_no_NG_April | flagFuelHeat_April | Boiler.ID.Total.Fuel.Heat.May | PlantLine.Total.Fuel.Heat.May | flagNG_no_FH_May | flagFH_no_NG_May | flagFuelHeat_May | Boiler.ID.Total.Fuel.Heat.June | PlantLine.Total.Fuel.Heat.June | flagNG_no_FH_June | flagFH_no_NG_June | flagFuelHeat_June | Boiler.ID.Total.Fuel.Heat.July | PlantLine.Total.Fuel.Heat.July | flagNG_no_FH_July | flagFH_no_NG_July | flagFuelHeat_July | Boiler.ID.Total.Fuel.Heat.August | PlantLine.Total.Fuel.Heat.August | flagNG_no_FH_August | flagFH_no_NG_August | flagFuelHeat_August | Boiler.ID.Total.Fuel.Heat.September | PlantLine.Total.Fuel.Heat.September | flagNG_no_FH_September | flagFH_no_NG_September | flagFuelHeat_September | Boiler.ID.Total.Fuel.Heat.October | PlantLine.Total.Fuel.Heat.October | flagNG_no_FH_October | flagFH_no_NG_October | flagFuelHeat_October | Boiler.ID.Total.Fuel.Heat.November | PlantLine.Total.Fuel.Heat.November | flagNG_no_FH_November | flagFH_no_NG_November | flagFuelHeat_November | Boiler.ID.Total.Fuel.Heat.December | PlantLine.Total.Fuel.Heat.December | flagNG_no_FH_December | flagFH_no_NG_December | flagFuelHeat_December | missing.from.923 | flagBoiler.ID_assoc | orig_Boiler.ID_assoc | orig_Boiler.ID_bf.923 | flagBoiler.ID_bf.923 | missing.bf.923 | Reported.Prime.Mover_bf.923 | Reported.Prime.Mover_923 | Reported.Prime.Mover_860 | Reported.Fuel.Type.Code | Technology | Energy.Source.1 | unmapped_but_in_923 | unmapped | Orphan.Boiler | Boiler.Status | Boiler.Retirement.Year | Boiler.Retirement.Month | flag_BoilerRetired | flag_Boiler.Status | Boiler.ID.NotIn.Assoc | missingPlant.assoc | missingPlant.boilerDesignData.860 | missingPlant.generation.data.923 | missingPlant.boilerFuelData.923 | Reported.Prime.Mover_page1 | flag.ST.missing.bf.923 | flag.CACT.missingPair | flag_923bogenCTonly | flag.NGCC.badFuel | flag.ST.missing.bf.923.unmapped | flag_RPM | flag_floatingGen | flagFuelHeat | flag_STassoc_CT_CS_CA | flag_CSassociation | countFlags | YEAR | plant_bo | plant_bo_bf.923 | plant_bo_assoc | Utility.ID | Utility.Name | Plant.Name | Cooling.ID | Steam.Plant.Type | flagBoiler.ID_bocoo | orig_Boiler.ID_bocoo | manualBogenEditFileName | manualBogenEditDateTime
0 | 0 | 50292 | 50292^1 | combogen^50292^1 |  | GEN1 | G602 | unit_connection | 131271.574 |  | 0 | 0 | 0 | 91185.57 |  | 0 | 0 | 0 | 149695.282 |  | 0 | 0 | 0 | 166406.8 |  | 0 | 0 | 0 | 43984.107 |  | 0 | 0 | 0 | 103387.592 |  | 0 | 0 | 0 | 125792.544 |  | 0 | 0 | 0 | 134652.264 |  | 0 | 0 | 0 | 145383 |  | 0 | 0 | 0 | 108210.36 |  | 0 | 0 | 0 | 156605.807 |  | 0 | 0 | 0 | 152098.275 |  | 0 | 0 | 0 | FALSE |  |  | GEN1 | removeChar | FALSE | CT | CT | CT | NG | Natural Gas Fired Combined Cycle | NG | FALSE | FALSE | FALSE |  |  |  |  | 0 | 1 | FALSE | FALSE | FALSE | FALSE |  | 0 | FALSE | FALSE | 0 | 0 |  | 0 | 0 | 0 | 0 | 2 | 2015 | 50292^GEN1 | 50292^GEN1 | 50292^NA
0 | 0 | 50292 | 50292^1 | combogen^50292^1 |  | GEN2 | G602 | string_assn | 101163.756 |  | 0 | 0 | 0 | 57792.33 |  | 0 | 0 | 0 | 135378.518 |  | 0 | 0 | 0 | 159320.4 |  | 0 | 0 | 0 | 102082.093 |  | 0 | 0 | 0 | 94065.048 |  | 0 | 0 | 0 | 146676.096 |  | 0 | 0 | 0 | 126794.616 |  | 0 | 0 | 0 | 134650.2 |  | 0 | 0 | 0 | 85124.52 |  | 0 | 0 | 0 | 121980.703 |  | 0 | 0 | 0 | 139829.375 |  | 0 | 0 | 0 | FALSE |  |  | GEN2 | removeChar | FALSE | CT | CT | CT | NG | Natural Gas Fired Combined Cycle | NG | FALSE | FALSE | FALSE |  |  |  |  | 0 | 1 | FALSE | FALSE | FALSE | FALSE |  | 0 | FALSE | FALSE | 0 | 0 |  | 0 | 0 | 0 | 0 | 2 | 2015 | 50292^GEN2 | 50292^GEN2 | 50292^NA
0 | 0 | 50292 | 50292^1 | combogen^50292^1 |  | HRSG1 | G602 | unit_connection | 0 |  | 0 | 0 | 0 | 0 |  | 0 | 0 | 0 | 0 |  | 0 | 0 | 0 | 0 |  | 0 | 0 | 0 | 0 |  | 0 | 0 | 0 | 0 |  | 0 | 0 | 0 | 0 |  | 0 | 0 | 0 | 0 |  | 0 | 0 | 0 | 0 |  | 0 | 0 | 0 | 0 |  | 0 | 0 | 0 | 0 |  | 0 | 0 | 0 | 0 |  | 0 | 0 | 0 | FALSE | removeChar | HRSG1 | HRSG1 | removeChar | FALSE | CA | CT | CT | NG | Natural Gas Fired Combined Cycle | NG | FALSE | FALSE | FALSE | OP |  |  |  | 0 | 0 | FALSE | FALSE | FALSE | FALSE |  | 0 | FALSE | FALSE | 0 | 0 |  | 0 | 0 | 0 | 0 | 2 | 2015 | 50292^HRSG1 | 50292^HRSG1 | 50292^HRSG1
0 | 0 | 50292 | 50292^1 | combogen^50292^1 |  | HRSG2 | G602 | string_assn | 0 |  | 0 | 0 | 0 | 0 |  | 0 | 0 | 0 | 0 |  | 0 | 0 | 0 | 0 |  | 0 | 0 | 0 | 0 |  | 0 | 0 | 0 | 0 |  | 0 | 0 | 0 | 0 |  | 0 | 0 | 0 | 0 |  | 0 | 0 | 0 | 0 |  | 0 | 0 | 0 | 0 |  | 0 | 0 | 0 | 0 |  | 0 | 0 | 0 | 0 |  | 0 | 0 | 0 | FALSE | removeChar | HRSG2 | HRSG2 | removeChar | FALSE | CA | CT | CT | NG | Natural Gas Fired Combined Cycle | NG | FALSE | FALSE | FALSE | OP |  |  |  | 0 | 0 | FALSE | FALSE | FALSE | FALSE |  | 0 | FALSE | FALSE | 0 | 0 |  | 0 | 0 | 0 | 0 | 2 | 2015 | 50292^HRSG2 | 50292^HRSG2 | 50292^HRSG2
0 | 0 | 50292 | 50292^4 | combogen^50292^4 |  | GEN6 | G603 | string_assn | 153200.4 |  | 0 | 0 | 0 | 54300.24 |  | 0 | 0 | 0 | 187675.136 |  | 0 | 0 | 0 | 210899.298 |  | 0 | 0 | 0 | 196484.816 |  | 0 | 0 | 0 | 103706.58 |  | 0 | 0 | 0 | 283261.296 |  | 0 | 0 | 0 | 224396.016 |  | 0 | 0 | 0 | 254006.16 |  | 0 | 0 | 0 | 277287.048 |  | 0 | 0 | 0 | 222488.88 |  | 0 | 0 | 0 | 206894.894 |  | 0 | 0 | 0 | FALSE |  |  | GEN6 | removeChar | FALSE | CT | CT | CT | NG | Natural Gas Fired Combined Cycle | NG | FALSE | FALSE | FALSE |  |  |  |  | 0 | 1 | FALSE | FALSE | FALSE | FALSE |  | 0 | FALSE | FALSE | 0 | 0 |  | 0 | 0 | 0 | 0 | 2 | 2015 | 50292^GEN6 | 50292^GEN6 | 50292^NA
0 | 0 | 50292 | 50292^4 | combogen^50292^4 |  | HRSG3 | G603 | string_assn | 14097.12 |  | 0 | 0 | 0 | 4363.56 |  | 0 | 0 | 0 | 48779.984 |  | 0 | 0 | 0 | 46293.962 |  | 0 | 0 | 0 | 33212.08 |  | 0 | 0 | 0 | 23500.32 |  | 0 | 0 | 0 | 88516.704 |  | 0 | 0 | 0 | 67133.664 |  | 0 | 0 | 0 | 79845.84 |  | 0 | 0 | 0 | 76678.632 |  | 0 | 0 | 0 | 72322.56 |  | 0 | 0 | 0 | 59845.426 |  | 0 | 0 | 0 | FALSE | removeChar | HRSG3 | HRSG3 | removeChar | FALSE | CA | CT | CT | NG | Natural Gas Fired Combined Cycle | NG | FALSE | FALSE | FALSE | OP |  |  |  | 0 | 0 | FALSE | FALSE | FALSE | FALSE |  | 0 | FALSE | FALSE | 0 | 0 |  | 0 | 0 | 0 | 0 | 2 | 2015 | 50292^HRSG3 | 50292^HRSG3 | 50292^HRSG3
combogencoo_cool_type_key |  |  |  | 2015
manualEdit | Plant.Code | bogencoo | LAKE..OF..OC..RC. | RIVER..OF. | POND..OC..RC. | TOWER..RF..RI..RN. | DC | OS
0 | 50292 | combogencoo^50292^1 |  |  |  | 1
0 | 50292 | combogencoo^50292^2 |  |  |  | 1
EIA_BocooAssoc |  |  |  | 2015
| Utility.ID | Utility.Name | Plant.Code | Plant.Name | Boiler.ID | Cooling.ID | Steam.Plant.Type
EIA_CoolingEnviroEquip |  |  |  | 2015
| Utility.ID | Utility.Name | Plant.Code | Plant.Name | State | Cooling.ID | Cooling.Status | Inservice.Month | Inservice.Year | Cooling.Type.1 | Cooling.Type.2 | Cooling.Type.3 | Cooling.Type.4 | Percent.Dry.Cooling | Cooling.Water.Source | Cooling.Water.Discharge | Water.Source.Code | Water.Type.Code | Intake.Rate.at.100...Gallons.per.Minute. | Chlorine.Inservice.Month | Chlorine.Inservice.Year | Pond.Inservice.Month | Pond.Inservice.Year | Pond.Surface.Area..Acres. | Pond.Volume..Acre.Feet. | Tower.Inservice.Month | Tower.Inservice.Year | Tower.Type.1 | Tower.Type.2 | Tower.Type.3 | Tower.Type.4 | Tower.Water.Rate..Gallons.per.Minute. | Power.Requirement..MW. | Cost.Total..Thousand.Dollars. | Cost.Ponds..Thousand.Dollars. | Cost.Towers..Thousand.Dollars. | Cost.Chlorine.Equipment..Thousand.Dollars. | Intake.Distance.Shore..Feet. | Outlet.Distance.Shore..Feet. | Intake.Distance.Surface..Feet. | Outlet.Distance.Surface..Feet. | Steam.Plant.Type
orig_sheet3_key |  |  |  | 2015
| plant_bo | bogen | Plant.Code
| 50292^GEN1 | 50292^1 | 50292
| 50292^GEN2 | 50292^1 | 50292
| 50292^HRSG1 | 50292^1 | 50292
| 50292^HRSG2 | 50292^1 | 50292
| 50292^GEN6 | 50292^2 | 50292
| 50292^HRSG3 | 50292^2 | 50292
auto_sheet3_flags |  |  |  | 2015
| Plant.Code | plant_bo | bogen | missing.from.923 | unmapped_but_in_923 | unmapped | Orphan.Boiler | Boiler.Status | Boiler.ID.NotIn.Assoc | missingPlant.assoc | missingPlant.boilerDesignData.860 | missingPlant.generation.data.923 | missingPlant.boilerFuelData.923 | flag.CACT.missingPair | missing.bf.923 | flag.ST.missing.bf.923 | flag.ST.missing.bf.923.unmapped | flag_RPM | flag_floatingGen | flag_BoilerRetired | flag_Boiler.Status | flag_923bogenCTonly | flagFuelHeat | flag_STassoc_CT_CS_CA | flag_CSassociation | flagFH_no_NG_January | flagNG_no_FH_January | flagFuelHeat_January | flagFH_no_NG_February | flagNG_no_FH_February | flagFuelHeat_February | flagFH_no_NG_March | flagNG_no_FH_March | flagFuelHeat_March | flagFH_no_NG_April | flagNG_no_FH_April | flagFuelHeat_April | flagFH_no_NG_May | flagNG_no_FH_May | flagFuelHeat_May | flagFH_no_NG_June | flagNG_no_FH_June | flagFuelHeat_June | flagFH_no_NG_July | flagNG_no_FH_July | flagFuelHeat_July | flagFH_no_NG_August | flagNG_no_FH_August | flagFuelHeat_August | flagFH_no_NG_September | flagNG_no_FH_September | flagFuelHeat_September | flagFH_no_NG_October | flagNG_no_FH_October | flagFuelHeat_October | flagFH_no_NG_November | flagNG_no_FH_November | flagFuelHeat_November | flagFH_no_NG_December | flagNG_no_FH_December | flagFuelHeat_December | flag_ManualPlant | flag_MisMatch
| 50292 | 50292^GEN1 | 50292^1 | 0 | 0 | 0 | 0 | 0 | 1 | 0 | 0 | 0 | 0 | 0 | 0 | 0 | 0 | 0 | 0 | 0 | 0 | 0 | 0 | 0 | 0 | 0 | 0 | 0 | 0 | 0 | 0 | 0 | 0 | 0 | 0 | 0 | 0 | 0 | 0 | 0 | 0 | 0 | 0 | 0 | 0 | 0 | 0 | 0 | 0 | 0 | 0 | 0 | 0 | 0 | 0 | 0 | 0 | 0 | 0 | 0 | 0 | 0 | 1
| 50292 | 50292^GEN2 | 50292^1 | 0 | 0 | 0 | 0 | 0 | 1 | 0 | 0 | 0 | 0 | 0 | 0 | 0 | 0 | 0 | 0 | 0 | 0 | 0 | 0 | 0 | 0 | 0 | 0 | 0 | 0 | 0 | 0 | 0 | 0 | 0 | 0 | 0 | 0 | 0 | 0 | 0 | 0 | 0 | 0 | 0 | 0 | 0 | 0 | 0 | 0 | 0 | 0 | 0 | 0 | 0 | 0 | 0 | 0 | 0 | 0 | 0 | 0 | 0 | 1
| 50292 | 50292^GEN6 | 50292^4 | 0 | 0 | 0 | 0 | 0 | 1 | 0 | 0 | 0 | 0 | 0 | 0 | 0 | 0 | 0 | 0 | 0 | 0 | 0 | 0 | 0 | 0 | 0 | 0 | 0 | 0 | 0 | 0 | 0 | 0 | 0 | 0 | 0 | 0 | 0 | 0 | 0 | 0 | 0 | 0 | 0 | 0 | 0 | 0 | 0 | 0 | 0 | 0 | 0 | 0 | 0 | 0 | 0 | 0 | 0 | 0 | 0 | 0 | 0 | 1
| 50292 | 50292^HRSG1 | 50292^1 | 0 | 0 | 0 | 0 | 0 | 0 | 0 | 0 | 0 | 0 | 0 | 0 | 0 | 0 | 0 | 0 | 0 | 0 | 0 | 0 | 0 | 0 | 0 | 0 | 0 | 0 | 0 | 0 | 0 | 0 | 0 | 0 | 0 | 0 | 0 | 0 | 0 | 0 | 0 | 0 | 0 | 0 | 0 | 0 | 0 | 0 | 0 | 0 | 0 | 0 | 0 | 0 | 0 | 0 | 0 | 0 | 0 | 0 | 0 | 1
| 50292 | 50292^HRSG2 | 50292^1 | 0 | 0 | 0 | 0 | 0 | 0 | 0 | 0 | 0 | 0 | 0 | 0 | 0 | 0 | 0 | 0 | 0 | 0 | 0 | 0 | 0 | 0 | 0 | 0 | 0 | 0 | 0 | 0 | 0 | 0 | 0 | 0 | 0 | 0 | 0 | 0 | 0 | 0 | 0 | 0 | 0 | 0 | 0 | 0 | 0 | 0 | 0 | 0 | 0 | 0 | 0 | 0 | 0 | 0 | 0 | 0 | 0 | 0 | 0 | 1
| 50292 | 50292^HRSG3 | 50292^4 | 0 | 0 | 0 | 0 | 0 | 0 | 0 | 0 | 0 | 0 | 0 | 0 | 0 | 0 | 0 | 0 | 0 | 0 | 0 | 0 | 0 | 0 | 0 | 0 | 0 | 0 | 0 | 0 | 0 | 0 | 0 | 0 | 0 | 0 | 0 | 0 | 0 | 0 | 0 | 0 | 0 | 0 | 0 | 0 | 0 | 0 | 0 | 0 | 0 | 0 | 0 | 0 | 0 | 0 | 0 | 0 | 0 | 0 | 0 | 1
auto_sheet3_key |  |  |  | 2015
manualBogenEdit | Plant.Code | bogen | Boiler.ID | Unit.Code | bga.source | Boiler.ID.Total.Fuel.Heat.January | PlantLine.Total.Fuel.Heat.January | flagNG_no_FH_January | flagFH_no_NG_January | flagFuelHeat_January | Boiler.ID.Total.Fuel.Heat.February | PlantLine.Total.Fuel.Heat.February | flagNG_no_FH_February | flagFH_no_NG_February | flagFuelHeat_February | Boiler.ID.Total.Fuel.Heat.March | PlantLine.Total.Fuel.Heat.March | flagNG_no_FH_March | flagFH_no_NG_March | flagFuelHeat_March | Boiler.ID.Total.Fuel.Heat.April | PlantLine.Total.Fuel.Heat.April | flagNG_no_FH_April | flagFH_no_NG_April | flagFuelHeat_April | Boiler.ID.Total.Fuel.Heat.May | PlantLine.Total.Fuel.Heat.May | flagNG_no_FH_May | flagFH_no_NG_May | flagFuelHeat_May | Boiler.ID.Total.Fuel.Heat.June | PlantLine.Total.Fuel.Heat.June | flagNG_no_FH_June | flagFH_no_NG_June | flagFuelHeat_June | Boiler.ID.Total.Fuel.Heat.July | PlantLine.Total.Fuel.Heat.July | flagNG_no_FH_July | flagFH_no_NG_July | flagFuelHeat_July | Boiler.ID.Total.Fuel.Heat.August | PlantLine.Total.Fuel.Heat.August | flagNG_no_FH_August | flagFH_no_NG_August | flagFuelHeat_August | Boiler.ID.Total.Fuel.Heat.September | PlantLine.Total.Fuel.Heat.September | flagNG_no_FH_September | flagFH_no_NG_September | flagFuelHeat_September | Boiler.ID.Total.Fuel.Heat.October | PlantLine.Total.Fuel.Heat.October | flagNG_no_FH_October | flagFH_no_NG_October | flagFuelHeat_October | Boiler.ID.Total.Fuel.Heat.November | PlantLine.Total.Fuel.Heat.November | flagNG_no_FH_November | flagFH_no_NG_November | flagFuelHeat_November | Boiler.ID.Total.Fuel.Heat.December | PlantLine.Total.Fuel.Heat.December | flagNG_no_FH_December | flagFH_no_NG_December | flagFuelHeat_December | missing.from.923 | flagBoiler.ID_assoc | orig_Boiler.ID_assoc | orig_Boiler.ID_bf.923 | flagBoiler.ID_bf.923 | missing.bf.923 | Reported.Prime.Mover_bf.923 | Reported.Prime.Mover_923 | Reported.Prime.Mover_860 | Reported.Fuel.Type.Code | Technology | Energy.Source.1 | unmapped_but_in_923 | unmapped | Orphan.Boiler | Boiler.Status | Boiler.Retirement.Year | Boiler.Retirement.Month | flag_BoilerRetired | flag_Boiler.Status | Boiler.ID.NotIn.Assoc | missingPlant.assoc | missingPlant.boilerDesignData.860 | missingPlant.generation.data.923 | missingPlant.boilerFuelData.923 | Reported.Prime.Mover_page1 | flag.ST.missing.bf.923 | flag.CACT.missingPair | flag_923bogenCTonly | flag.NGCC.badFuel | flag.ST.missing.bf.923.unmapped | flag_RPM | flag_floatingGen | flagFuelHeat | flag_STassoc_CT_CS_CA | flag_CSassociation | countFlags | YEAR | plant_bo | plant_bo_bf.923 | plant_bo_assoc | manualBogenEditFileName | manualBogenEditDateTime
0 | 50292 | 50292^1 | GEN1 | G602 | unit_connection | 131271.574 |  | 0 | 0 | 0 | 91185.57 |  | 0 | 0 | 0 | 149695.282 |  | 0 | 0 | 0 | 166406.8 |  | 0 | 0 | 0 | 43984.107 |  | 0 | 0 | 0 | 103387.592 |  | 0 | 0 | 0 | 125792.544 |  | 0 | 0 | 0 | 134652.264 |  | 0 | 0 | 0 | 145383 |  | 0 | 0 | 0 | 108210.36 |  | 0 | 0 | 0 | 156605.807 |  | 0 | 0 | 0 | 152098.275 |  | 0 | 0 | 0 | FALSE |  |  | GEN1 | removeChar | FALSE | CT | CT | CT | NG | Natural Gas Fired Combined Cycle | NG | FALSE | FALSE | FALSE |  |  |  |  | 0 | 1 | FALSE | FALSE | FALSE | FALSE |  | 0 | FALSE | FALSE | 0 | 0 |  | 0 | 0 | 0 | 0 | 2 | 2015 | 50292^GEN1 | 50292^GEN1 | 50292^NA
0 | 50292 | 50292^1 | GEN2 | G602 | string_assn | 101163.756 |  | 0 | 0 | 0 | 57792.33 |  | 0 | 0 | 0 | 135378.518 |  | 0 | 0 | 0 | 159320.4 |  | 0 | 0 | 0 | 102082.093 |  | 0 | 0 | 0 | 94065.048 |  | 0 | 0 | 0 | 146676.096 |  | 0 | 0 | 0 | 126794.616 |  | 0 | 0 | 0 | 134650.2 |  | 0 | 0 | 0 | 85124.52 |  | 0 | 0 | 0 | 121980.703 |  | 0 | 0 | 0 | 139829.375 |  | 0 | 0 | 0 | FALSE |  |  | GEN2 | removeChar | FALSE | CT | CT | CT | NG | Natural Gas Fired Combined Cycle | NG | FALSE | FALSE | FALSE |  |  |  |  | 0 | 1 | FALSE | FALSE | FALSE | FALSE |  | 0 | FALSE | FALSE | 0 | 0 |  | 0 | 0 | 0 | 0 | 2 | 2015 | 50292^GEN2 | 50292^GEN2 | 50292^NA
0 | 50292 | 50292^4 | GEN6 | G603 | string_assn | 153200.4 |  | 0 | 0 | 0 | 54300.24 |  | 0 | 0 | 0 | 187675.136 |  | 0 | 0 | 0 | 210899.298 |  | 0 | 0 | 0 | 196484.816 |  | 0 | 0 | 0 | 103706.58 |  | 0 | 0 | 0 | 283261.296 |  | 0 | 0 | 0 | 224396.016 |  | 0 | 0 | 0 | 254006.16 |  | 0 | 0 | 0 | 277287.048 |  | 0 | 0 | 0 | 222488.88 |  | 0 | 0 | 0 | 206894.894 |  | 0 | 0 | 0 | FALSE |  |  | GEN6 | removeChar | FALSE | CT | CT | CT | NG | Natural Gas Fired Combined Cycle | NG | FALSE | FALSE | FALSE |  |  |  |  | 0 | 1 | FALSE | FALSE | FALSE | FALSE |  | 0 | FALSE | FALSE | 0 | 0 |  | 0 | 0 | 0 | 0 | 2 | 2015 | 50292^GEN6 | 50292^GEN6 | 50292^NA
0 | 50292 | 50292^1 | HRSG1 | G602 | unit_connection | 0 |  | 0 | 0 | 0 | 0 |  | 0 | 0 | 0 | 0 |  | 0 | 0 | 0 | 0 |  | 0 | 0 | 0 | 0 |  | 0 | 0 | 0 | 0 |  | 0 | 0 | 0 | 0 |  | 0 | 0 | 0 | 0 |  | 0 | 0 | 0 | 0 |  | 0 | 0 | 0 | 0 |  | 0 | 0 | 0 | 0 |  | 0 | 0 | 0 | 0 |  | 0 | 0 | 0 | FALSE | removeChar | HRSG1 | HRSG1 | removeChar | FALSE | CA | CT | CT | NG | Natural Gas Fired Combined Cycle | NG | FALSE | FALSE | FALSE | OP |  |  |  | 0 | 0 | FALSE | FALSE | FALSE | FALSE |  | 0 | FALSE | FALSE | 0 | 0 |  | 0 | 0 | 0 | 0 | 2 | 2015 | 50292^HRSG1 | 50292^HRSG1 | 50292^HRSG1
0 | 50292 | 50292^1 | HRSG2 | G602 | string_assn | 0 |  | 0 | 0 | 0 | 0 |  | 0 | 0 | 0 | 0 |  | 0 | 0 | 0 | 0 |  | 0 | 0 | 0 | 0 |  | 0 | 0 | 0 | 0 |  | 0 | 0 | 0 | 0 |  | 0 | 0 | 0 | 0 |  | 0 | 0 | 0 | 0 |  | 0 | 0 | 0 | 0 |  | 0 | 0 | 0 | 0 |  | 0 | 0 | 0 | 0 |  | 0 | 0 | 0 | FALSE | removeChar | HRSG2 | HRSG2 | removeChar | FALSE | CA | CT | CT | NG | Natural Gas Fired Combined Cycle | NG | FALSE | FALSE | FALSE | OP |  |  |  | 0 | 0 | FALSE | FALSE | FALSE | FALSE |  | 0 | FALSE | FALSE | 0 | 0 |  | 0 | 0 | 0 | 0 | 2 | 2015 | 50292^HRSG2 | 50292^HRSG2 | 50292^HRSG2
0 | 50292 | 50292^4 | HRSG3 | G603 | string_assn | 14097.12 |  | 0 | 0 | 0 | 4363.56 |  | 0 | 0 | 0 | 48779.984 |  | 0 | 0 | 0 | 46293.962 |  | 0 | 0 | 0 | 33212.08 |  | 0 | 0 | 0 | 23500.32 |  | 0 | 0 | 0 | 88516.704 |  | 0 | 0 | 0 | 67133.664 |  | 0 | 0 | 0 | 79845.84 |  | 0 | 0 | 0 | 76678.632 |  | 0 | 0 | 0 | 72322.56 |  | 0 | 0 | 0 | 59845.426 |  | 0 | 0 | 0 | FALSE | removeChar | HRSG3 | HRSG3 | removeChar | FALSE | CA | CT | CT | NG | Natural Gas Fired Combined Cycle | NG | FALSE | FALSE | FALSE | OP |  |  |  | 0 | 0 | FALSE | FALSE | FALSE | FALSE |  | 0 | FALSE | FALSE | 0 | 0 |  | 0 | 0 | 0 | 0 | 2 | 2015 | 50292^HRSG3 | 50292^HRSG3 | 50292^HRSG3
orig_sheet4_key |  |  |  | 2015
| plant_gen | bogen | Plant.Code
| 50292^GEN1 | 50292^1 | 50292
| 50292^GEN2 | 50292^1 | 50292
| 50292^GEN3 | 50292^1 | 50292
| 50292^GEN6 | 50292^2 | 50292
| 50292^GEN7 | 50292^2 | 50292
auto_sheet4_flags |  |  |  | 2015
| Plant.Code | plant_gen | bogen | missing.from.923 | Generator.Status | Orphan.Generator | unmapped_but_in_923 | unmapped | missingPlant.assoc | missingPlant.generator.data.860 | missingPlant.generation.data.923 | flag.CACT.missingPair | missing.bf.923 | missing.generation.data | flag.ST.missing.bf.923 | flag.ST.missing.bf.923.unmapped | flag_RPM | flag_floatingGen | flag_GeneratorRetired | flag_Generator.Status | flag_923bogenCTonly | flagFuelHeat | flag_STassoc_CT_CS_CA | flag_CSassociation | flagNetGenWithoutFuelHeat | flagFuelHeatWithoutNetGen | flagFH_no_NG_January | flagNG_no_FH_January | flagFuelHeat_January | flagFH_no_NG_February | flagNG_no_FH_February | flagFuelHeat_February | flagFH_no_NG_March | flagNG_no_FH_March | flagFuelHeat_March | flagFH_no_NG_April | flagNG_no_FH_April | flagFuelHeat_April | flagFH_no_NG_May | flagNG_no_FH_May | flagFuelHeat_May | flagFH_no_NG_June | flagNG_no_FH_June | flagFuelHeat_June | flagFH_no_NG_July | flagNG_no_FH_July | flagFuelHeat_July | flagFH_no_NG_August | flagNG_no_FH_August | flagFuelHeat_August | flagFH_no_NG_September | flagNG_no_FH_September | flagFuelHeat_September | flagFH_no_NG_October | flagNG_no_FH_October | flagFuelHeat_October | flagFH_no_NG_November | flagNG_no_FH_November | flagFuelHeat_November | flagFH_no_NG_December | flagNG_no_FH_December | flagFuelHeat_December | flag_ManualPlant | flag_MisMatch
| 50292 | 50292^GEN1 | 50292^1 | 0 | 0 | 0 | 0 | 0 | 0 | 0 | 0 | 0 | 0 | 0 | 0 | 0 | 0 | 0 | 0 | 0 | 0 | 0 | 0 | 0 | 0 | 0 | 0 | 0 | 0 | 0 | 0 | 0 | 0 | 0 | 0 | 0 | 0 | 0 | 0 | 0 | 0 | 0 | 0 | 0 | 0 | 0 | 0 | 0 | 0 | 0 | 0 | 0 | 0 | 0 | 0 | 0 | 0 | 0 | 0 | 0 | 0 | 0 | 0 | 1
| 50292 | 50292^GEN2 | 50292^1 | 0 | 0 | 0 | 0 | 0 | 0 | 0 | 0 | 0 | 0 | 0 | 0 | 0 | 0 | 0 | 0 | 0 | 0 | 0 | 0 | 0 | 0 | 0 | 0 | 0 | 0 | 0 | 0 | 0 | 0 | 0 | 0 | 0 | 0 | 0 | 0 | 0 | 0 | 0 | 0 | 0 | 0 | 0 | 0 | 0 | 0 | 0 | 0 | 0 | 0 | 0 | 0 | 0 | 0 | 0 | 0 | 0 | 0 | 0 | 0 | 1
| 50292 | 50292^GEN3 | 50292^1 | 0 | 0 | 0 | 0 | 0 | 0 | 0 | 0 | 0 | 0 | 0 | 0 | 0 | 0 | 0 | 0 | 0 | 0 | 0 | 0 | 0 | 0 | 0 | 0 | 0 | 0 | 0 | 0 | 0 | 0 | 0 | 0 | 0 | 0 | 0 | 0 | 0 | 0 | 0 | 0 | 0 | 0 | 0 | 0 | 0 | 0 | 0 | 0 | 0 | 0 | 0 | 0 | 0 | 0 | 0 | 0 | 0 | 0 | 0 | 0 | 1
| 50292 | 50292^GEN6 | 50292^4 | 0 | 0 | 0 | 0 | 0 | 0 | 0 | 0 | 0 | 0 | 0 | 0 | 0 | 0 | 0 | 0 | 0 | 0 | 0 | 0 | 0 | 0 | 0 | 0 | 0 | 0 | 0 | 0 | 0 | 0 | 0 | 0 | 0 | 0 | 0 | 0 | 0 | 0 | 0 | 0 | 0 | 0 | 0 | 0 | 0 | 0 | 0 | 0 | 0 | 0 | 0 | 0 | 0 | 0 | 0 | 0 | 0 | 0 | 0 | 0 | 1
| 50292 | 50292^GEN7 | 50292^4 | 0 | 0 | 0 | 0 | 0 | 0 | 0 | 0 | 0 | 0 | 0 | 0 | 0 | 0 | 0 | 0 | 0 | 0 | 0 | 0 | 0 | 0 | 0 | 0 | 0 | 0 | 0 | 0 | 0 | 0 | 0 | 0 | 0 | 0 | 0 | 0 | 0 | 0 | 0 | 0 | 0 | 0 | 0 | 0 | 0 | 0 | 0 | 0 | 0 | 0 | 0 | 0 | 0 | 0 | 0 | 0 | 0 | 0 | 0 | 0 | 1
auto_sheet4_key |  |  |  | 2015
manualBogenEdit | Plant.Code | Generator.ID | bogen | Unit.Code | bga.source | Net.Generation.mwh | Generator.ID.Total.Net.Generation.January | PlantLine.Total.Fuel.Heat.January | PlantLine.Total.Net.Generation.January | flagNG_no_FH_January | flagFH_no_NG_January | flagFuelHeat_January | Generator.ID.Total.Net.Generation.February | PlantLine.Total.Fuel.Heat.February | PlantLine.Total.Net.Generation.February | flagNG_no_FH_February | flagFH_no_NG_February | flagFuelHeat_February | Generator.ID.Total.Net.Generation.March | PlantLine.Total.Fuel.Heat.March | PlantLine.Total.Net.Generation.March | flagNG_no_FH_March | flagFH_no_NG_March | flagFuelHeat_March | Generator.ID.Total.Net.Generation.April | PlantLine.Total.Fuel.Heat.April | PlantLine.Total.Net.Generation.April | flagNG_no_FH_April | flagFH_no_NG_April | flagFuelHeat_April | Generator.ID.Total.Net.Generation.May | PlantLine.Total.Fuel.Heat.May | PlantLine.Total.Net.Generation.May | flagNG_no_FH_May | flagFH_no_NG_May | flagFuelHeat_May | Generator.ID.Total.Net.Generation.June | PlantLine.Total.Fuel.Heat.June | PlantLine.Total.Net.Generation.June | flagNG_no_FH_June | flagFH_no_NG_June | flagFuelHeat_June | Generator.ID.Total.Net.Generation.July | PlantLine.Total.Fuel.Heat.July | PlantLine.Total.Net.Generation.July | flagNG_no_FH_July | flagFH_no_NG_July | flagFuelHeat_July | Generator.ID.Total.Net.Generation.August | PlantLine.Total.Fuel.Heat.August | PlantLine.Total.Net.Generation.August | flagNG_no_FH_August | flagFH_no_NG_August | flagFuelHeat_August | Generator.ID.Total.Net.Generation.September | PlantLine.Total.Fuel.Heat.September | PlantLine.Total.Net.Generation.September | flagNG_no_FH_September | flagFH_no_NG_September | flagFuelHeat_September | Generator.ID.Total.Net.Generation.October | PlantLine.Total.Fuel.Heat.October | PlantLine.Total.Net.Generation.October | flagNG_no_FH_October | flagFH_no_NG_October | flagFuelHeat_October | Generator.ID.Total.Net.Generation.November | PlantLine.Total.Fuel.Heat.November | PlantLine.Total.Net.Generation.November | flagNG_no_FH_November | flagFH_no_NG_November | flagFuelHeat_November | Generator.ID.Total.Net.Generation.December | PlantLine.Total.Fuel.Heat.December | PlantLine.Total.Net.Generation.December | flagNG_no_FH_December | flagFH_no_NG_December | flagFuelHeat_December | missing.from.923 | orig_Generator.ID_923 | flagGenerator.ID_923 | orig_Generator.ID_860 | flagGenerator.ID_860 | flagGenerator.ID_assoc | orig_Generator.ID_assoc | missing.bf.923 | Reported.Prime.Mover_bf.923 | Reported.Prime.Mover_923 | Reported.Prime.Mover_860 | Reported.Fuel.Type.Code | Technology | Energy.Source.1 | Generator.Status | Orphan.Generator | unmapped_but_in_923 | unmapped | flag_Generator.Status | Generator.Retirement.Year | Generator.Retirement.Month | flag_GeneratorRetired | missingPlant.assoc | missingPlant.generator.data.860 | missingPlant.generation.data.923 | Reported.Prime.Mover_page1 | flag.ST.missing.bf.923 | flag.CACT.missingPair | flag_923bogenCTonly | flag.NGCC.badFuel | flag.ST.missing.bf.923.unmapped | flag_RPM | flag_floatingGen | flagNetGenWithoutFuelHeat | flagFuelHeatWithoutNetGen | flagFuelHeat | flag_STassoc_CT_CS_CA | flag_CSassociation | countFlags | YEAR | plant_gen | plant_gen.923 | plant_gen.860 | plant_gen_assoc | missing.generation.data | manualBogenEditFileName | manualBogenEditDateTime
0 | 50292 | GEN1 | 50292^1 | G602 | unit_connection | 136829 | 11567 |  |  | 0 | 0 | 0 | 8006 |  |  | 0 | 0 | 0 | 13520 |  |  | 0 | 0 | 0 | 15416 |  |  | 0 | 0 | 0 | 4072 |  |  | 0 | 0 | 0 | 9464 |  |  | 0 | 0 | 0 | 11094 |  |  | 0 | 0 | 0 | 12090 |  |  | 0 | 0 | 0 | 13238 |  |  | 0 | 0 | 0 | 10010 |  |  | 0 | 0 | 0 | 14665 |  |  | 0 | 0 | 0 | 13687 |  |  | 0 | 0 | 0 | FALSE | GEN1 | removeChar | GEN1 | removeChar |  |  | FALSE | CA | CT | CT | NG | Natural Gas Fired Combined Cycle | NG | OP | FALSE | FALSE | FALSE | 0 |  |  |  | FALSE | FALSE | FALSE |  | 0 | FALSE | FALSE | 0 | 0 |  | 0 | 0 | 0 | 0 | 0 | 0 | 2 | 2015 | 50292^GEN1 | 50292^GEN1 | 50292^GEN1 | 50292^NA | FALSE
0 | 50292 | GEN2 | 50292^1 | G602 | string_assn | 122348 | 9608 |  |  | 0 | 0 | 0 | 5460 |  |  | 0 | 0 | 0 | 11678 |  |  | 0 | 0 | 0 | 14112 |  |  | 0 | 0 | 0 | 8965 |  |  | 0 | 0 | 0 | 8044 |  |  | 0 | 0 | 0 | 12312 |  |  | 0 | 0 | 0 | 10607 |  |  | 0 | 0 | 0 | 11469 |  |  | 0 | 0 | 0 | 7082 |  |  | 0 | 0 | 0 | 10940 |  |  | 0 | 0 | 0 | 12071 |  |  | 0 | 0 | 0 | FALSE | GEN2 | removeChar | GEN2 | removeChar |  |  | FALSE | CT | CT | CT | NG | Natural Gas Fired Combined Cycle | NG | OP | FALSE | FALSE | FALSE | 0 |  |  |  | FALSE | FALSE | FALSE |  | 0 | FALSE | FALSE | 0 | 0 |  | 0 | 0 | 0 | 0 | 0 | 0 | 2 | 2015 | 50292^GEN2 | 50292^GEN2 | 50292^GEN2 | 50292^NA | FALSE
0 | 50292 | GEN3 | 50292^1 | G602 | eia860.org | 68198 | 4496 |  |  | 0 | 0 | 0 | 2766 |  |  | 0 | 0 | 0 | 5888 |  |  | 0 | 0 | 0 | 7461 |  |  | 0 | 0 | 0 | 3516 |  |  | 0 | 0 | 0 | 4943 |  |  | 0 | 0 | 0 | 6900 |  |  | 0 | 0 | 0 | 6403 |  |  | 0 | 0 | 0 | 7151 |  |  | 0 | 0 | 0 | 4658 |  |  | 0 | 0 | 0 | 6971 |  |  | 0 | 0 | 0 | 7045 |  |  | 0 | 0 | 0 | FALSE | GEN3 | removeChar | GEN3 | removeChar | removeChar | GEN3 | FALSE | CT | CA | CA | NG | Natural Gas Fired Combined Cycle | NG | OP | FALSE | FALSE | FALSE | 0 |  |  |  | FALSE | FALSE | FALSE |  | 0 | FALSE | FALSE | 0 | 0 |  | 0 | 0 | 0 | 0 | 0 | 0 | 2 | 2015 | 50292^GEN3 | 50292^GEN3 | 50292^GEN3 | 50292^GEN3 | FALSE
0 | 50292 | GEN6 | 50292^4 | G603 | string_assn | 221624 | 13817 |  |  | 0 | 0 | 0 | 4100 |  |  | 0 | 0 | 0 | 17871 |  |  | 0 | 0 | 0 | 20506 |  |  | 0 | 0 | 0 | 17862 |  |  | 0 | 0 | 0 | 9510 |  |  | 0 | 0 | 0 | 25762 |  |  | 0 | 0 | 0 | 21020 |  |  | 0 | 0 | 0 | 23871 |  |  | 0 | 0 | 0 | 26108 |  |  | 0 | 0 | 0 | 21614 |  |  | 0 | 0 | 0 | 19583 |  |  | 0 | 0 | 0 | FALSE | GEN6 | removeChar | GEN6 | removeChar |  |  | FALSE | CT | CT | CT | NG | Natural Gas Fired Combined Cycle | NG | OP | FALSE | FALSE | FALSE | 0 |  |  |  | FALSE | FALSE | FALSE |  | 0 | FALSE | FALSE | 0 | 0 |  | 0 | 0 | 0 | 0 | 0 | 0 | 2 | 2015 | 50292^GEN6 | 50292^GEN6 | 50292^GEN6 | 50292^NA | FALSE
0 | 50292 | GEN7 | 50292^4 | G603 | eia860.org | 109937 | 5755 |  |  | 0 | 0 | 0 | 1661 |  |  | 0 | 0 | 0 | 8390 |  |  | 0 | 0 | 0 | 9265 |  |  | 0 | 0 | 0 | 7916 |  |  | 0 | 0 | 0 | 4295 |  |  | 0 | 0 | 0 | 13929 |  |  | 0 | 0 | 0 | 10940 |  |  | 0 | 0 | 0 | 12978 |  |  | 0 | 0 | 0 | 13388 |  |  | 0 | 0 | 0 | 11802 |  |  | 0 | 0 | 0 | 9618 |  |  | 0 | 0 | 0 | FALSE | GEN7 | removeChar | GEN7 | removeChar | removeChar | GEN7 | FALSE | CT | CA | CA | NG | Natural Gas Fired Combined Cycle | NG | OP | FALSE | FALSE | FALSE | 0 |  |  |  | FALSE | FALSE | FALSE |  | 0 | FALSE | FALSE | 0 | 0 |  | 0 | 0 | 0 | 0 | 0 | 0 | 2 | 2015 | 50292^GEN7 | 50292^GEN7 | 50292^GEN7 | 50292^GEN7 | FALSE
EIA_associationTable |  |  |  | 2015
| Utility.ID | Utility.Name | Plant.Code | Plant.Name | Boiler.ID | Generator.ID | Steam.Plant.Type
| 24457 | Calpine Eastern Corp | 50292 | Bethpage Power Plant | HRSG1 | GEN3 | 2
| 24457 | Calpine Eastern Corp | 50292 | Bethpage Power Plant | HRSG2 | GEN3 | 2
| 24457 | Calpine Eastern Corp | 50292 | Bethpage Power Plant | HRSG3 | GEN7 | 2
generator.data.860 |  |  |  | 2015
| Utility.ID | Utility.Name | Plant.Code | Plant.Name | State | County | Generator.ID | Technology | Prime.Mover | Unit.Code | Ownership | Duct.Burners | Can.Bypass.Heat.Recovery.Steam.Generator. | RTO.ISO.LMP.Node.Designation | RTO.ISO.Location.Designation.for.Reporting.Wholesale.Sales.Data.to.FERC | Nameplate.Capacity..MW. | Nameplate.Power.Factor | Summer.Capacity..MW. | Winter.Capacity..MW. | Minimum.Load..MW. | Uprate.or.Derate.Completed.During.Year | Month.Uprate.or.Derate.Completed | Year.Uprate.or.Derate.Completed | Status | Synchronized.to.Transmission.Grid | Operating.Month | Operating.Year | Planned.Retirement.Month | Planned.Retirement.Year | Associated.with.Combined.Heat.and.Power.System | Sector.Name | Sector | Topping.or.Bottoming | Energy.Source.1 | Energy.Source.2 | Energy.Source.3 | Energy.Source.4 | Energy.Source.5 | Energy.Source.6 | Startup.Source.1 | Startup.Source.2 | Startup.Source.3 | Startup.Source.4 | Solid.Fuel.Gasification.System. | Carbon.Capture.Technology. | Turbines..Inverters..or.Hydrokinetic.Buoys | Time.from.Cold.Shutdown.to.Full.Load | Fluidized.Bed.Technology. | Pulverized.Coal.Technology. | Stoker.Technology. | Other.Combustion.Technology. | Subcritical.Technology. | Supercritical.Technology. | Ultrasupercritical.Technology. | Planned.Net.Summer.Capacity.Uprate..MW. | Planned.Net.Winter.Capacity.Uprate..MW. | Planned.Uprate.Month | Planned.Uprate.Year | Planned.Net.Summer.Capacity.Derate..MW. | Planned.Net.Winter.Capacity.Derate..MW. | Planned.Derate.Month | Planned.Derate.Year | Planned.New.Prime.Mover | Planned.Energy.Source.1 | Planned.New.Nameplate.Capacity..MW. | Planned.Repower.Month | Planned.Repower.Year | Other.Planned.Modifications. | Other.Modifications.Month | Other.Modifications.Year | Cofire.Fuels. | Switch.Between.Oil.and.Natural.Gas.
| 24457 | Calpine Eastern Corp | 50292 | Bethpage Power Plant | NY | Nassau | GEN1 | Natural Gas Fired Combined Cycle | CT | G602 | S | X | N | NYISO_CALPINE_BP_GT1_DA | NYISO_CALPINE_BP_GT1_DA | 33.7 | 0.85 | 22.2 | 23.8 | 15 | N |  |  | OP | X | 8 | 1989 |  |  | N | IPP Non-CHP | 2 | X | NG | [12 empty] | 12H | [23 empty] | N | N
| 24457 | Calpine Eastern Corp | 50292 | Bethpage Power Plant | NY | Nassau | GEN2 | Natural Gas Fired Combined Cycle | CT | G602 | S | X | N | NYISO_CALPINE_BP_GT1_DA | NYISO_CALPINE_BP_GT1_DA | 33.7 | 0.85 | 22.2 | 23.8 | 15 | N |  |  | OP | X | 8 | 1989 |  |  | N | IPP Non-CHP | 2 | X | NG | [12 empty] | 12H | [23 empty] | N | N
| 24457 | Calpine Eastern Corp | 50292 | Bethpage Power Plant | NY | Nassau | GEN3 | Natural Gas Fired Combined Cycle | CA | G602 | S | N | X | NYISO_CALPINE_BP_GT1_DA | NYISO_CALPINE_BP_GT1_DA | 16.2 | 0.8 | 10.6 | 11.4 | 5 | N |  |  | OP | X | 8 | 1989 |  |  | N | IPP Non-CHP | 2 | X | NG | [12 empty] | 12H | [23 empty] | N | N
| 24457 | Calpine Eastern Corp | 50292 | Bethpage Power Plant | NY | Nassau | GEN4 | Petroleum Liquids | IC |  | S | X | X |  |  | 0.4 | 0.8 | 0.4 | 0.4 | 0.4 | N |  |  | SB | Y | 8 | 1989 |  |  | N | IPP Non-CHP | 2 | X | DFO | [12 empty] | 10M | [23 empty] | N | N
| 24457 | Calpine Eastern Corp | 50292 | Bethpage Power Plant | NY | Nassau | GEN5 | Natural Gas Fired Combustion Turbine | GT |  | S | X | X | NYISO_CALPINE_BP_GT1_DA | NYISO_CALPINE_BP_GT1_DA | 60 | 0.85 | 47 | 49.6 | 35 | N |  |  | OP | X | 7 | 2002 |  |  | N | IPP Non-CHP | 2 | X | NG | [9 empty] | N |  |  | 1H | [23 empty] | N | N
| 24457 | Calpine Eastern Corp | 50292 | Bethpage Power Plant | NY | Nassau | GEN6 | Natural Gas Fired Combined Cycle | CT | G603 | S | X | N | NYISO_CALPINEBETH_PAGE_GT4_DA | NYISO_CALPINEBETH_PAGE_GT4_DA | 60 | 0.85 | 49 | 50 | 35 | N |  |  | OP | X | 7 | 2005 |  |  | N | IPP Non-CHP | 2 | X | NG | [9 empty] | N |  |  | 1H | [23 empty] | N | N
| 24457 | Calpine Eastern Corp | 50292 | Bethpage Power Plant | NY | Nassau | GEN7 | Natural Gas Fired Combined Cycle | CA | G603 | S | Y | X | NYISO_CALPINEBETH_PAGE_GT4_DA | NYISO_CALPINEBETH_PAGE_GT4_DA | 36 | 0.85 | 33 | 34 | 5 | N |  |  | OP | X | 7 | 2005 |  |  | N | IPP Non-CHP | 2 | X | NG | [9 empty] | N |  |  | 12H | [23 empty] | N | N
retiredGenerators.860 |  |  |  | 2015
| Utility.ID | Utility.Name | Plant.Code | Plant.Name | State | County | Generator.ID | Technology | Prime.Mover | Unit.Code | Ownership | Duct.Burners | Can.Bypass.Heat.Recovery.Steam.Generator. | RTO.ISO.LMP.Node.Designation | RTO.ISO.Location.Designation.for.Reporting.Wholesale.Sales.Data.to.FERC | Nameplate.Capacity..MW. | Nameplate.Power.Factor | Summer.Capacity..MW. | Winter.Capacity..MW. | Minimum.Load..MW. | Uprate.or.Derate.Completed.During.Year | Month.Uprate.or.Derate.Completed | Year.Uprate.or.Derate.Completed | Status | Synchronized.to.Transmission.Grid | Operating.Month | Operating.Year | Retirement.Month | Retirement.Year | Associated.with.Combined.Heat.and.Power.System | Sector.Name | Sector | Topping.or.Bottoming | Energy.Source.1 | Energy.Source.2 | Energy.Source.3 | Energy.Source.4 | Energy.Source.5 | Energy.Source.6 | Startup.Source.1 | Startup.Source.2 | Startup.Source.3 | Startup.Source.4 | Solid.Fuel.Gasification.System. | Carbon.Capture.Technology. | Turbines..Inverters..or.Hydrokinetic.Buoys | Time.from.Cold.Shutdown.to.Full.Load | Fluidized.Bed.Technology. | Pulverized.Coal.Technology. | Stoker.Technology. | Other.Combustion.Technology. | Subcritical.Technology. | Supercritical.Technology. | Ultrasupercritical.Technology. | Cofire.Fuels. | Switch.Between.Oil.and.Natural.Gas.
Boiler_InfoDesign_Parameters.860 |  |  |  | 2015
| Utility.ID | Utility.Name | Plant.Code | Plant.Name | State | Boiler.ID | Boiler.Status | Type.of.Boiler | Inservice.Month | Inservice.Year | Retirement.Month | Retirement.Year | Firing.Type.1 | Firing.Type.2 | Firing.Type.3 | Max.Steam.Flow..Thousand.Pounds.per.Hour. | Firing.Rate.Using.Coal..0.1.Tons.per.Hour. | Firing.Rate.Using.Petroleum..0.1.Barrels.per.Hour. | Firing.Rate.Using.Gas..0.1.MCF.per.Hour. | Firing.Rate.Using.Other.Fuels | Waste.Heat.Input..Million.BTU.per.Hour. | Primary.Fuel.1 | Primary.Fuel.2 | Primary.Fuel.3 | Primary.Fuel.4 | Turndown.Ratio | Efficiency.100..Load | Efficiency.50..Load | Air.Flow.100..Load..Cubic.Feet.per.Minute. | Wet.Dry.Bottom | Fly.Ash.Reinjection | Steam.Plant.Type | missingData
| 24457 | Calpine Eastern Corp | 50292 | Bethpage Power Plant | NY | HRSG1 | OP |  | 6 | 1987 | [21 empty] | 2 | 2
| 24457 | Calpine Eastern Corp | 50292 | Bethpage Power Plant | NY | HRSG2 | OP |  | 6 | 1987 | [21 empty] | 2 | 2
| 24457 | Calpine Eastern Corp | 50292 | Bethpage Power Plant | NY | HRSG3 | OP |  | 5 | 2005 | [21 empty] | 2 | 2
boilerFuelData_923 |  |  |  | 2015
| Plant.Code | Combined.Heat.And..Power.Plant | Plant.Name | Operator.Name | Operator.Id | Plant.State | Census.Region | NERC.Region | NAICS.Code | Sector.Number | Sector.Name | Boiler.ID | Reported.Prime.Mover | Reported.Fuel.Type.Code | Physical.Unit.Label | Quantity.Of.Fuel.Consumed.January | Quantity.Of.Fuel.Consumed.February | Quantity.Of.Fuel.Consumed.March | Quantity.Of.Fuel.Consumed.April | Quantity.Of.Fuel.Consumed.May | Quantity.Of.Fuel.Consumed.June | Quantity.Of.Fuel.Consumed.July | Quantity.Of.Fuel.Consumed.August | Quantity.Of.Fuel.Consumed.September | Quantity.Of.Fuel.Consumed.October | Quantity.Of.Fuel.Consumed.November | Quantity.Of.Fuel.Consumed.December | MMbtu.Per.Unit.January | MMbtu.Per.Unit.February | MMbtu.Per.Unit.March | MMbtu.Per.Unit.April | MMbtu.Per.Unit.May | MMbtu.Per.Unit.June | MMbtu.Per.Unit.July | MMbtu.Per.Unit.August | MMbtu.Per.Unit.September | MMbtu.Per.Unit.October | MMbtu.Per.Unit.November | MMbtu.Per.Unit.December | Sulfur.Content.January | Sulfur.Content.February | Sulfur.Content.March | Sulfur.Content.April | Sulfur.Content.May | Sulfur.Content.June | Sulfur.Content.July | Sulfur.Content.August | Sulfur.Content.September | Sulfur.Content.October | Sulfur.Content.November | Sulfur.Content.December | Ash.Content.January | Ash.Content.February | Ash.Content.March | Ash.Content.April | Ash.Content.May | Ash.Content.June | Ash.Content.July | Ash.Content.August | Ash.Content.September | Ash.Content.October | Ash.Content.November | Ash.Content.December | Total.Fuel.Consumption.Quantity | YEAR | missingData
| 50292 | N | Bethpage Power Plant | Calpine Eastern Corp | 24457 | NY | MAT | NPCC | 22 | 2 | NAICS-22 Non-Cogen | GEN2 | CT | NG | Mcf | 97932 | 55838 | 130927 | 154680 | 98821 | 90972 | 142128 | 122863 | 130475 | 82485 | 118313 | 135625 | 1.033 | 1.035 | 1.034 | 1.03 | 1.033 | 1.034 | 1.032 | 1.032 | 1.032 | 1.032 | 1.031 | 1.031 | 0 | 0 | 0 | 0 | 0 | 0 | 0 | 0 | 0 | 0 | 0 | 0 | 0 | 0 | 0 | 0 | 0 | 0 | 0 | 0 | 0 | 0 | 0 | 0 | 1361059 | 2015 | 0
| 50292 | N | Bethpage Power Plant | Calpine Eastern Corp | 24457 | NY | MAT | NPCC | 22 | 2 | NAICS-22 Non-Cogen | HRSG2 | CA | NG | Mcf | 0 | 0 | 0 | 0 | 0 | 0 | 0 | 0 | 0 | 0 | 0 | 0 | 0 | 0 | 0 | 0 | 0 | 0 | 0 | 0 | 0 | 0 | 0 | 0 | 0 | 0 | 0 | 0 | 0 | 0 | 0 | 0 | 0 | 0 | 0 | 0 | 0 | 0 | 0 | 0 | 0 | 0 | 0 | 0 | 0 | 0 | 0 | 0 | 0 | 2015 | 0
| 50292 | N | Bethpage Power Plant | Calpine Eastern Corp | 24457 | NY | MAT | NPCC | 22 | 2 | NAICS-22 Non-Cogen | GEN6 | CT | NG | Mcf | 148450 | 52464 | 181504 | 204558 | 190024 | 99910 | 274478 | 217438 | 246130 | 268689 | 215590 | 200674 | 1.032 | 1.035 | 1.034 | 1.031 | 1.034 | 1.038 | 1.032 | 1.032 | 1.032 | 1.032 | 1.032 | 1.031 | 0 | 0 | 0 | 0 | 0 | 0 | 0 | 0 | 0 | 0 | 0 | 0 | 0 | 0 | 0 | 0 | 0 | 0 | 0 | 0 | 0 | 0 | 0 | 0 | 2299909 | 2015 | 0
| 50292 | N | Bethpage Power Plant | Calpine Eastern Corp | 24457 | NY | MAT | NPCC | 22 | 2 | NAICS-22 Non-Cogen | GEN1 | CT | NG | Mcf | 127078 | 88102 | 144773 | 161560 | 42579 | 99988 | 121892 | 130477 | 140875 | 104855 | 151897 | 147525 | 1.033 | 1.035 | 1.034 | 1.03 | 1.033 | 1.034 | 1.032 | 1.032 | 1.032 | 1.032 | 1.031 | 1.031 | 0 | 0 | 0 | 0 | 0 | 0 | 0 | 0 | 0 | 0 | 0 | 0 | 0 | 0 | 0 | 0 | 0 | 0 | 0 | 0 | 0 | 0 | 0 | 0 | 1461601 | 2015 | 0
| 50292 | N | Bethpage Power Plant | Calpine Eastern Corp | 24457 | NY | MAT | NPCC | 22 | 2 | NAICS-22 Non-Cogen | HRSG1 | CA | NG | Mcf | 0 | 0 | 0 | 0 | 0 | 0 | 0 | 0 | 0 | 0 | 0 | 0 | 0 | 0 | 0 | 0 | 0 | 0 | 0 | 0 | 0 | 0 | 0 | 0 | 0 | 0 | 0 | 0 | 0 | 0 | 0 | 0 | 0 | 0 | 0 | 0 | 0 | 0 | 0 | 0 | 0 | 0 | 0 | 0 | 0 | 0 | 0 | 0 | 0 | 2015 | 0
| 50292 | N | Bethpage Power Plant | Calpine Eastern Corp | 24457 | NY | MAT | NPCC | 22 | 2 | NAICS-22 Non-Cogen | HRSG3 | CA | NG | Mcf | 13660 | 4216 | 47176 | 44902 | 32120 | 22640 | 85772 | 65052 | 77370 | 74301 | 70080 | 58046 | 1.032 | 1.035 | 1.034 | 1.031 | 1.034 | 1.038 | 1.032 | 1.032 | 1.032 | 1.032 | 1.032 | 1.031 | 0 | 0 | 0 | 0 | 0 | 0 | 0 | 0 | 0 | 0 | 0 | 0 | 0 | 0 | 0 | 0 | 0 | 0 | 0 | 0 | 0 | 0 | 0 | 0 | 595335 | 2015 | 0
generation.data.923 |  |  |  | 2015
| Plant.Code | Combined.Heat.And.Power.Plant | Plant.Name | Operator.Name | Operator.Id | Plant.State | Census.Region | NERC.Region | NAICS.Code | Sector.Number | Sector.Name | Generator.ID | Reported.Prime.Mover | Net.Generation.January | Net.Generation.February | Net.Generation.March | Net.Generation.April | Net.Generation.May | Net.Generation.June | Net.Generation.July | Net.Generation.August | Net.Generation.September | Net.Generation.October | Net.Generation.November | Net.Generation.December | Net.Generation.Year.To.Date | YEAR | missingData
| 50292 | N | Bethpage Power Plant | Calpine Eastern Corp | 24457 | NY | MAT | NPCC | 22 | 2 | NAICS-22 Non-Cogen | GEN2 | CT | 9608 | 5460 | 11678 | 14112 | 8965 | 8044 | 12312 | 10607 | 11469 | 7082 | 10940 | 12071 | 122348 | 2015 | 0
| 50292 | N | Bethpage Power Plant | Calpine Eastern Corp | 24457 | NY | MAT | NPCC | 22 | 2 | NAICS-22 Non-Cogen | GEN7 | CA | 5755 | 1661 | 8390 | 9265 | 7916 | 4295 | 13929 | 10940 | 12978 | 13388 | 11802 | 9618 | 109937 | 2015 | 0
| 50292 | N | Bethpage Power Plant | Calpine Eastern Corp | 24457 | NY | MAT | NPCC | 22 | 2 | NAICS-22 Non-Cogen | GEN3 | CA | 4496 | 2766 | 5888 | 7461 | 3516 | 4943 | 6900 | 6403 | 7151 | 4658 | 6971 | 7045 | 68198 | 2015 | 0
| 50292 | N | Bethpage Power Plant | Calpine Eastern Corp | 24457 | NY | MAT | NPCC | 22 | 2 | NAICS-22 Non-Cogen | GEN6 | CT | 13817 | 4100 | 17871 | 20506 | 17862 | 9510 | 25762 | 21020 | 23871 | 26108 | 21614 | 19583 | 221624 | 2015 | 0
| 50292 | N | Bethpage Power Plant | Calpine Eastern Corp | 24457 | NY | MAT | NPCC | 22 | 2 | NAICS-22 Non-Cogen | GEN1 | CT | 11567 | 8006 | 13520 | 15416 | 4072 | 9464 | 11094 | 12090 | 13238 | 10010 | 14665 | 13687 | 136829 | 2015 | 0
page1GenFuelData.923 |  |  |  | 2015
| Plant.Code | Combined.Heat.And.Power.Plant | Nuclear.Unit.Id | Plant.Name | Operator.Name | Operator.Id | Plant.State | Census.Region | NERC.Region | Reserved | NAICS.Code | EIA.Sector.Number | Sector.Name | Reported.Prime.Mover | Reported.Fuel.Type.Code | AER.Fuel.Type.Code | Reserved.1 | Reserved.2 | Physical.Unit.Label | Quantity.January | Quantity.February | Quantity.March | Quantity.April | Quantity.May | Quantity.June | Quantity.July | Quantity.August | Quantity.September | Quantity.October | Quantity.November | Quantity.December | Elec_Quantity.January | Elec_Quantity.February | Elec_Quantity.March | Elec_Quantity.April | Elec_Quantity.May | Elec_Quantity.June | Elec_Quantity.July | Elec_Quantity.August | Elec_Quantity.September | Elec_Quantity.October | Elec_Quantity.November | Elec_Quantity.December | MMBtuPer_Unit.January | MMBtuPer_Unit.February | MMBtuPer_Unit.March | MMBtuPer_Unit.April | MMBtuPer_Unit.May | MMBtuPer_Unit.June | MMBtuPer_Unit.July | MMBtuPer_Unit.August | MMBtuPer_Unit.September | MMBtuPer_Unit.October | MMBtuPer_Unit.November | MMBtuPer_Unit.December | Tot_MMBtu.January | Tot_MMBtu.February | Tot_MMBtu.March | Tot_MMBtu.April | Tot_MMBtu.May | Tot_MMBtu.June | Tot_MMBtu.July | Tot_MMBtu.August | Tot_MMBtu.September | Tot_MMBtu.October | Tot_MMBtu.November | Tot_MMBtu.December | Elec_MMBtu.January | Elec_MMBtu.February | Elec_MMBtu.March | Elec_MMBtu.April | Elec_MMBtu.May | Elec_MMBtu.June | Elec_MMBtu.July | Elec_MMBtu.August | Elec_MMBtu.September | Elec_MMBtu.October | Elec_MMBtu.November | Elec_MMBtu.December | Netgen.January | Netgen.February | Netgen.March | Netgen.April | Netgen.May | Netgen.June | Netgen.July | Netgen.August | Netgen.September | Netgen.October | Netgen.November | Netgen.December | Total.Fuel.Consumption.Quantity | Electric.Fuel.Consumption.Quantity | Total.Fuel.Consumption.MMBtu | Elec.Fuel.Consumption.MMBtu | Net.Generation..Megawatthours. | YEAR | missingData
| 50292 | N | . | Bethpage Power Plant | Calpine Eastern Corp | 24457 | NY | MAT | NPCC |  | 22 | 2 | NAICS-22 Non-Cogen | CA | NG | NG |  |  | mcf | 13660 | 4216 | 47176 | 44902 | 32120 | 22640 | 85772 | 65052 | 77370 | 74301 | 70080 | 58046 | 13660 | 4216 | 47176 | 44902 | 32120 | 22640 | 85772 | 65052 | 77370 | 74301 | 70080 | 58046 | 1.032 | 1.035 | 1.034 | 1.031 | 1.034 | 1.038 | 1.032 | 1.032 | 1.032 | 1.032 | 1.032 | 1.031 | 14097 | 4364 | 48780 | 46294 | 33212 | 23500 | 88517 | 67134 | 79846 | 76679 | 72323 | 59845 | 14097 | 4364 | 48780 | 46294 | 33212 | 23500 | 88517 | 67134 | 79846 | 76679 | 72323 | 59845 | 10251 | 4427 | 14278 | 16726 | 11432 | 9238 | 20829 | 17343 | 20129 | 18046 | 18773 | 16663 | 595335 | 595335 | 614591 | 614591 | 178135 | 2015 | 0
| 50292 | N | . | Bethpage Power Plant | Calpine Eastern Corp | 24457 | NY | MAT | NPCC |  | 22 | 2 | NAICS-22 Non-Cogen | CT | NG | NG |  |  | mcf | 373460 | 196404 | 457204 | 520798 | 331424 | 290870 | 538498 | 470778 | 517480 | 456029 | 485800 | 483824 | 373460 | 196404 | 457204 | 520798 | 331424 | 290870 | 538498 | 470778 | 517480 | 456029 | 485800 | 483824 | 1.033 | 1.035 | 1.034 | 1.03 | 1.034 | 1.035 | 1.032 | 1.032 | 1.032 | 1.032 | 1.031 | 1.031 | 385784 | 203278 | 472749 | 536422 | 342692 | 301050 | 555730 | 485843 | 534039 | 470622 | 500860 | 498823 | 385784 | 203278 | 472749 | 536422 | 342692 | 301050 | 555730 | 485843 | 534039 | 470622 | 500860 | 498823 | 34992 | 17566 | 43069 | 50034 | 30899 | 27018 | 49168 | 43717 | 48578 | 43200 | 47219 | 45341 | 5122569 | 5122569 | 5287892 | 5287892 | 480801 | 2015 | 0
| 50292 | N | . | Bethpage Power Plant | Calpine Eastern Corp | 24457 | NY | MAT | NPCC |  | 22 | 2 | NAICS-22 Non-Cogen | GT | NG | NG |  |  | mcf | 123940 | 48520 | 130180 | 205420 | 188120 | 116600 | 213960 | 195550 | 170120 | 182600 | 171450 | 124000 | 123940 | 48520 | 130180 | 205420 | 188120 | 116600 | 213960 | 195550 | 170120 | 182600 | 171450 | 124000 | 1.032 | 1.035 | 1.034 | 1.03 | 1.034 | 1.033 | 1.032 | 1.032 | 1.032 | 1.032 | 1.032 | 1.031 | 127906 | 50218 | 134606 | 211583 | 194516 | 120448 | 220807 | 201808 | 175564 | 188443 | 176936 | 127844 | 127906 | 50218 | 134606 | 211583 | 194516 | 120448 | 220807 | 201808 | 175564 | 188443 | 176936 | 127844 | 11135 | 4321 | 11555 | 18840 | 16965 | 10436 | 18964 | 17116 | 15112 | 16721 | 15686 | 11561 | 1870460 | 1870460 | 1930679 | 1930679 | 168412 | 2015 | 0
| 50292 | N | . | Bethpage Power Plant | Calpine Eastern Corp | 24457 | NY | MAT | NPCC |  | 22 | 2 | NAICS-22 Non-Cogen | IC | DFO | DFO |  |  | barrels | 0 | 0 | 0 | 0 | 0 | 0 | 0 | 0 | 0 | 0 | 0 | 0 | 0 | 0 | 0 | 0 | 0 | 0 | 0 | 0 | 0 | 0 | 0 | 0 | 0 | 0 | 0 | 0 | 0 | 0 | 0 | 0 | 0 | 0 | 0 | 0 | 0 | 0 | 0 | 0 | 0 | 0 | 0 | 0 | 0 | 0 | 0 | 0 | 0 | 0 | 0 | 0 | 0 | 0 | 0 | 0 | 0 | 0 | 0 | 0 | 0 | 0 | 0 | 0 | 0 | 0 | 0 | 0 | 0 | 0 | 0 | 0 | 0 | 0 | 0 | 0 | 0 | 2015 | 0
FuelHeatByLine |  |  |  | 2015
| Plant.Code | Boiler.ID | bogen | Reported.Prime.Mover_bf.923 | Reported.Fuel.Type.Code | Fuel.Heat.January | Fuel.Heat.February | Fuel.Heat.March | Fuel.Heat.April | Fuel.Heat.May | Fuel.Heat.June | Fuel.Heat.July | Fuel.Heat.August | Fuel.Heat.September | Fuel.Heat.October | Fuel.Heat.November | Fuel.Heat.December | YEAR
| 50292 | GEN1 | 50292^1 | CT | NG | 131271.574 | 91185.57 | 149695.282 | 166406.8 | 43984.107 | 103387.592 | 125792.544 | 134652.264 | 145383 | 108210.36 | 156605.807 | 152098.275 | 2015
| 50292 | GEN2 | 50292^1 | CT | NG | 101163.756 | 57792.33 | 135378.518 | 159320.4 | 102082.093 | 94065.048 | 146676.096 | 126794.616 | 134650.2 | 85124.52 | 121980.703 | 139829.375 | 2015
| 50292 | GEN6 | 50292^4 | CT | NG | 153200.4 | 54300.24 | 187675.136 | 210899.298 | 196484.816 | 103706.58 | 283261.296 | 224396.016 | 254006.16 | 277287.048 | 222488.88 | 206894.894 | 2015
| 50292 | HRSG1 | 50292^1 | CA | NG | 0 | 0 | 0 | 0 | 0 | 0 | 0 | 0 | 0 | 0 | 0 | 0 | 2015
| 50292 | HRSG2 | 50292^1 | CA | NG | 0 | 0 | 0 | 0 | 0 | 0 | 0 | 0 | 0 | 0 | 0 | 0 | 2015
| 50292 | HRSG3 | 50292^4 | CA | NG | 14097.12 | 4363.56 | 48779.984 | 46293.962 | 33212.08 | 23500.32 | 88516.704 | 67133.664 | 79845.84 | 76678.632 | 72322.56 | 59845.426 | 2015
NetGenByLine |  |  |  | 2015
| Plant.Code | Generator.ID | bogen | Reported.Prime.Mover | Net.Generation.Year.To.Date | Net.Generation.January | Net.Generation.February | Net.Generation.March | Net.Generation.April | Net.Generation.May | Net.Generation.June | Net.Generation.July | Net.Generation.August | Net.Generation.September | Net.Generation.October | Net.Generation.November | Net.Generation.December | YEAR
| 50292 | GEN1 | 50292^1 | CT | 136829 | 11567 | 8006 | 13520 | 15416 | 4072 | 9464 | 11094 | 12090 | 13238 | 10010 | 14665 | 13687 | 2015
| 50292 | GEN2 | 50292^1 | CT | 122348 | 9608 | 5460 | 11678 | 14112 | 8965 | 8044 | 12312 | 10607 | 11469 | 7082 | 10940 | 12071 | 2015
| 50292 | GEN3 | 50292^1 | CA | 68198 | 4496 | 2766 | 5888 | 7461 | 3516 | 4943 | 6900 | 6403 | 7151 | 4658 | 6971 | 7045 | 2015
| 50292 | GEN6 | 50292^4 | CT | 221624 | 13817 | 4100 | 17871 | 20506 | 17862 | 9510 | 25762 | 21020 | 23871 | 26108 | 21614 | 19583 | 2015
| 50292 | GEN7 | 50292^4 | CA | 109937 | 5755 | 1661 | 8390 | 9265 | 7916 | 4295 | 13929 | 10940 | 12978 | 13388 | 11802 | 9618 | 2015
FuelHeatByBoilerID |  |  |  | 2015
| Plant.Code | Boiler.ID | bogen | Reported.Prime.Mover_bf.923 | flagFuelHeat | Boiler.ID.Total.Fuel.Heat.January | Boiler.ID.Total.Fuel.Heat.February | Boiler.ID.Total.Fuel.Heat.March | Boiler.ID.Total.Fuel.Heat.April | Boiler.ID.Total.Fuel.Heat.May | Boiler.ID.Total.Fuel.Heat.June | Boiler.ID.Total.Fuel.Heat.July | Boiler.ID.Total.Fuel.Heat.August | Boiler.ID.Total.Fuel.Heat.September | Boiler.ID.Total.Fuel.Heat.October | Boiler.ID.Total.Fuel.Heat.November | Boiler.ID.Total.Fuel.Heat.December | YEAR
| 50292 | GEN1 | 50292^1 | CT | 0 | 131271.574 | 91185.57 | 149695.282 | 166406.8 | 43984.107 | 103387.592 | 125792.544 | 134652.264 | 145383 | 108210.36 | 156605.807 | 152098.275 | 2015
| 50292 | GEN2 | 50292^1 | CT | 0 | 101163.756 | 57792.33 | 135378.518 | 159320.4 | 102082.093 | 94065.048 | 146676.096 | 126794.616 | 134650.2 | 85124.52 | 121980.703 | 139829.375 | 2015
| 50292 | GEN6 | 50292^4 | CT | 0 | 153200.4 | 54300.24 | 187675.136 | 210899.298 | 196484.816 | 103706.58 | 283261.296 | 224396.016 | 254006.16 | 277287.048 | 222488.88 | 206894.894 | 2015
| 50292 | HRSG1 | 50292^1 | CA | 0 | 0 | 0 | 0 | 0 | 0 | 0 | 0 | 0 | 0 | 0 | 0 | 0 | 2015
| 50292 | HRSG2 | 50292^1 | CA | 0 | 0 | 0 | 0 | 0 | 0 | 0 | 0 | 0 | 0 | 0 | 0 | 0 | 2015
| 50292 | HRSG3 | 50292^4 | CA | 0 | 14097.12 | 4363.56 | 48779.984 | 46293.962 | 33212.08 | 23500.32 | 88516.704 | 67133.664 | 79845.84 | 76678.632 | 72322.56 | 59845.426 | 2015
NetGenByGeneratorID |  |  |  | 2015
| Plant.Code | Generator.ID | bogen | Reported.Prime.Mover_923 | Net.Generation.mwh | Generator.ID.Total.Net.Generation.January | Generator.ID.Total.Net.Generation.February | Generator.ID.Total.Net.Generation.March | Generator.ID.Total.Net.Generation.April | Generator.ID.Total.Net.Generation.May | Generator.ID.Total.Net.Generation.June | Generator.ID.Total.Net.Generation.July | Generator.ID.Total.Net.Generation.August | Generator.ID.Total.Net.Generation.September | Generator.ID.Total.Net.Generation.October | Generator.ID.Total.Net.Generation.November | Generator.ID.Total.Net.Generation.December | YEAR
| 50292 | GEN1 | 50292^1 | CT | 136829 | 11567 | 8006 | 13520 | 15416 | 4072 | 9464 | 11094 | 12090 | 13238 | 10010 | 14665 | 13687 | 2015
| 50292 | GEN2 | 50292^1 | CT | 122348 | 9608 | 5460 | 11678 | 14112 | 8965 | 8044 | 12312 | 10607 | 11469 | 7082 | 10940 | 12071 | 2015
| 50292 | GEN3 | 50292^1 | CA | 68198 | 4496 | 2766 | 5888 | 7461 | 3516 | 4943 | 6900 | 6403 | 7151 | 4658 | 6971 | 7045 | 2015
| 50292 | GEN6 | 50292^4 | CT | 221624 | 13817 | 4100 | 17871 | 20506 | 17862 | 9510 | 25762 | 21020 | 23871 | 26108 | 21614 | 19583 | 2015
| 50292 | GEN7 | 50292^4 | CA | 109937 | 5755 | 1661 | 8390 | 9265 | 7916 | 4295 | 13929 | 10940 | 12978 | 13388 | 11802 | 9618 | 2015
FuelHeatByBogen |  |  |  | 2015
| Plant.Code | blankCol | bogen | Reported.Prime.Mover_bf.923 | flagFuelHeat | Bogen.Total.Fuel.Heat.January | Bogen.Total.Fuel.Heat.February | Bogen.Total.Fuel.Heat.March | Bogen.Total.Fuel.Heat.April | Bogen.Total.Fuel.Heat.May | Bogen.Total.Fuel.Heat.June | Bogen.Total.Fuel.Heat.July | Bogen.Total.Fuel.Heat.August | Bogen.Total.Fuel.Heat.September | Bogen.Total.Fuel.Heat.October | Bogen.Total.Fuel.Heat.November | Bogen.Total.Fuel.Heat.December | YEAR
| 50292 |  | 50292^1 | CT | 0 | 232435.33 | 148977.9 | 285073.8 | 325727.2 | 146066.2 | 197452.64 | 272468.64 | 261446.88 | 280033.2 | 193334.88 | 278586.51 | 291927.65 | 2015
| 50292 |  | 50292^1 | CA | 0 | 232435.33 | 148977.9 | 285073.8 | 325727.2 | 146066.2 | 197452.64 | 272468.64 | 261446.88 | 280033.2 | 193334.88 | 278586.51 | 291927.65 | 2015
| 50292 |  | 50292^4 | CT | 0 | 167297.52 | 58663.8 | 236455.12 | 257193.26 | 229696.896 | 127206.9 | 371778 | 291529.68 | 333852 | 353965.68 | 294811.44 | 266740.32 | 2015
| 50292 |  | 50292^4 | CA | 0 | 167297.52 | 58663.8 | 236455.12 | 257193.26 | 229696.896 | 127206.9 | 371778 | 291529.68 | 333852 | 353965.68 | 294811.44 | 266740.32 | 2015
NetGenByBogen |  |  |  | 2015
| Plant.Code | blankCol | bogen | Reported.Prime.Mover_923 | Net.Generation.mwh | Bogen.Total.Net.Generation.January | Bogen.Total.Net.Generation.February | Bogen.Total.Net.Generation.March | Bogen.Total.Net.Generation.April | Bogen.Total.Net.Generation.May | Bogen.Total.Net.Generation.June | Bogen.Total.Net.Generation.July | Bogen.Total.Net.Generation.August | Bogen.Total.Net.Generation.September | Bogen.Total.Net.Generation.October | Bogen.Total.Net.Generation.November | Bogen.Total.Net.Generation.December | YEAR
| 50292 |  | 50292^1 | CT | 136829 | 25671 | 16232 | 31086 | 36989 | 16553 | 22451 | 30306 | 29100 | 31858 | 21750 | 32576 | 32803 | 2015
| 50292 |  | 50292^1 | CT | 122348 | 25671 | 16232 | 31086 | 36989 | 16553 | 22451 | 30306 | 29100 | 31858 | 21750 | 32576 | 32803 | 2015
| 50292 |  | 50292^1 | CA | 68198 | 25671 | 16232 | 31086 | 36989 | 16553 | 22451 | 30306 | 29100 | 31858 | 21750 | 32576 | 32803 | 2015
| 50292 |  | 50292^4 | CT | 221624 | 19572 | 5761 | 26261 | 29771 | 25778 | 13805 | 39691 | 31960 | 36849 | 39496 | 33416 | 29201 | 2015
| 50292 |  | 50292^4 | CA | 109937 | 19572 | 5761 | 26261 | 29771 | 25778 | 13805 | 39691 | 31960 | 36849 | 39496 | 33416 | 29201 | 2015
ThermalEfficiencyByBogen |  |  |  | 2015
| Plant.Code | blankCol | bogen | Reported.Prime.Mover_923 | Net.Generation.mwh | ThermalEfficiency.January | ThermalEfficiency.February | ThermalEfficiency.March | ThermalEfficiency.April | ThermalEfficiency.May | ThermalEfficiency.June | ThermalEfficiency.July | ThermalEfficiency.August | ThermalEfficiency.September | ThermalEfficiency.October | ThermalEfficiency.November | ThermalEfficiency.December | YEAR
| 50292 |  | 50292^1 | CT | 136829 | 0.37685 | 0.37177 | 0.37208 | 0.38748 | 0.38668 | 0.38797 | 0.37952 | 0.37978 | 0.38818 | 0.38386 | 0.39899 | 0.38341 | 2015
| 50292 |  | 50292^1 | CT | 122348 | 0.37685 | 0.37177 | 0.37208 | 0.38748 | 0.38668 | 0.38797 | 0.37952 | 0.37978 | 0.38818 | 0.38386 | 0.39899 | 0.38341 | 2015
| 50292 |  | 50292^1 | CA | 68198 | 0.37685 | 0.37177 | 0.37208 | 0.38748 | 0.38668 | 0.38797 | 0.37952 | 0.37978 | 0.38818 | 0.38386 | 0.39899 | 0.38341 | 2015
| 50292 |  | 50292^4 | CT | 221624 | 0.39918 | 0.33508 | 0.37896 | 0.39497 | 0.38293 | 0.3703 | 0.36428 | 0.37407 | 0.37662 | 0.38073 | 0.38676 | 0.37354 | 2015
| 50292 |  | 50292^4 | CA | 109937 | 0.39918 | 0.33508 | 0.37896 | 0.39497 | 0.38293 | 0.3703 | 0.36428 | 0.37407 | 0.37662 | 0.38073 | 0.38676 | 0.37354 | 2015

## 54914
2015 | Plant.Code | orig_bogencoo.key | auto_bogencoo.key | combogencoo_cool_type_key | EIA_BocooAssoc | EIA_CoolingEnviroEquip | orig_sheet3_key | auto_sheet3_flags | auto_sheet3_key | orig_sheet4_key | auto_sheet4_flags | auto_sheet4_key | EIA_associationTable | generator.data.860 | retiredGenerators.860 | Boiler_InfoDesign_Parameters.860 | boilerFuelData_923 | generation.data.923 | page1GenFuelData.923 | FuelHeatByLine | NetGenByLine | FuelHeatByBoilerID | NetGenByGeneratorID | FuelHeatByBogen | NetGenByBogen | ThermalEfficiencyByBogen
| 54914 | 1 | 4 | 1 | 0 | 0 | 4 | 4 | 4 | 4 | 4 | 4 | 2 | 4 | 0 | 2 | 6 | 4 | 4 | 6 | 4 | 4 | 4 | 4 | 4 | 4
orig_bogencoo.key |  |  |  | 2015
| combogen | combogencoo | Plant.Code
| combogen^54914^1 | combogencoo^54914^1 | 54914
auto_bogencoo.key |  |  |  | 2015
manualEdit | manualBogenEdit | Plant.Code | Bogen | combogen | combogencoo | Boiler.ID | Unit.Code | bga.source | Boiler.ID.Total.Fuel.Heat.January | PlantLine.Total.Fuel.Heat.January | flagNG_no_FH_January | flagFH_no_NG_January | flagFuelHeat_January | Boiler.ID.Total.Fuel.Heat.February | PlantLine.Total.Fuel.Heat.February | flagNG_no_FH_February | flagFH_no_NG_February | flagFuelHeat_February | Boiler.ID.Total.Fuel.Heat.March | PlantLine.Total.Fuel.Heat.March | flagNG_no_FH_March | flagFH_no_NG_March | flagFuelHeat_March | Boiler.ID.Total.Fuel.Heat.April | PlantLine.Total.Fuel.Heat.April | flagNG_no_FH_April | flagFH_no_NG_April | flagFuelHeat_April | Boiler.ID.Total.Fuel.Heat.May | PlantLine.Total.Fuel.Heat.May | flagNG_no_FH_May | flagFH_no_NG_May | flagFuelHeat_May | Boiler.ID.Total.Fuel.Heat.June | PlantLine.Total.Fuel.Heat.June | flagNG_no_FH_June | flagFH_no_NG_June | flagFuelHeat_June | Boiler.ID.Total.Fuel.Heat.July | PlantLine.Total.Fuel.Heat.July | flagNG_no_FH_July | flagFH_no_NG_July | flagFuelHeat_July | Boiler.ID.Total.Fuel.Heat.August | PlantLine.Total.Fuel.Heat.August | flagNG_no_FH_August | flagFH_no_NG_August | flagFuelHeat_August | Boiler.ID.Total.Fuel.Heat.September | PlantLine.Total.Fuel.Heat.September | flagNG_no_FH_September | flagFH_no_NG_September | flagFuelHeat_September | Boiler.ID.Total.Fuel.Heat.October | PlantLine.Total.Fuel.Heat.October | flagNG_no_FH_October | flagFH_no_NG_October | flagFuelHeat_October | Boiler.ID.Total.Fuel.Heat.November | PlantLine.Total.Fuel.Heat.November | flagNG_no_FH_November | flagFH_no_NG_November | flagFuelHeat_November | Boiler.ID.Total.Fuel.Heat.December | PlantLine.Total.Fuel.Heat.December | flagNG_no_FH_December | flagFH_no_NG_December | flagFuelHeat_December | missing.from.923 | flagBoiler.ID_assoc | orig_Boiler.ID_assoc | orig_Boiler.ID_bf.923 | flagBoiler.ID_bf.923 | missing.bf.923 | Reported.Prime.Mover_bf.923 | Reported.Prime.Mover_923 | Reported.Prime.Mover_860 | Reported.Fuel.Type.Code | Technology | Energy.Source.1 | unmapped_but_in_923 | unmapped | Orphan.Boiler | Boiler.Status | Boiler.Retirement.Year | Boiler.Retirement.Month | flag_BoilerRetired | flag_Boiler.Status | Boiler.ID.NotIn.Assoc | missingPlant.assoc | missingPlant.boilerDesignData.860 | missingPlant.generation.data.923 | missingPlant.boilerFuelData.923 | Reported.Prime.Mover_page1 | flag.ST.missing.bf.923 | flag.CACT.missingPair | flag_923bogenCTonly | flag.NGCC.badFuel | flag.ST.missing.bf.923.unmapped | flag_RPM | flag_floatingGen | flagFuelHeat | flag_STassoc_CT_CS_CA | flag_CSassociation | countFlags | YEAR | plant_bo | plant_bo_bf.923 | plant_bo_assoc | Utility.ID | Utility.Name | Plant.Name | Cooling.ID | Steam.Plant.Type | flagBoiler.ID_bocoo | orig_Boiler.ID_bocoo | manualBogenEditFileName | manualBogenEditDateTime
0 | 0 | 54914 | 54914^1 | combogen^54914^1 |  | 1 | CC1 | unit_connection | 1036104.24 |  | 0 | 0 | 0 | 1207593.92 |  | 0 | 0 | 0 | 940191.21 |  | 0 | 0 | 0 | 206274.64 |  | 0 | 0 | 0 | 272782.6 |  | 0 | 0 | 0 | 784634.58 |  | 0 | 0 | 0 | 836259.16 |  | 0 | 0 | 0 | 842224.032 |  | 0 | 0 | 0 | 819243.36 |  | 0 | 0 | 0 | 888113.2 |  | 0 | 0 | 0 | 855522.69 |  | 0 | 0 | 0 | 774185.08 |  | 0 | 0 | 0 | FALSE |  |  | 01 | removeZero | FALSE | CT | CT | CT | NG | Natural Gas Fired Combined Cycle | NG | FALSE | FALSE | FALSE |  |  |  |  | 0 | 1 | FALSE | FALSE | FALSE | FALSE |  | 0 | FALSE | FALSE | 0 | 0 |  | 0 | 0 | 0 | 0 | 2 | 2015 | 54914^1 | 54914^01 | 54914^NA
0 | 0 | 54914 | 54914^1 | combogen^54914^1 |  | HRSG1 | CC1 | string_assn | 0 |  | 0 | 0 | 0 | 0 |  | 0 | 0 | 0 | 0 |  | 0 | 0 | 0 | 0 |  | 0 | 0 | 0 | 0 |  | 0 | 0 | 0 | 0 |  | 0 | 0 | 0 | 0 |  | 0 | 0 | 0 | 0 |  | 0 | 0 | 0 | 0 |  | 0 | 0 | 0 | 0 |  | 0 | 0 | 0 | 0 |  | 0 | 0 | 0 | 0 |  | 0 | 0 | 0 | FALSE | removeChar | HRSG1 | HRSG1 | removeChar | FALSE | CA | CT | CT | NG | Natural Gas Fired Combined Cycle | NG | FALSE | FALSE | FALSE | OP |  |  |  | 0 | 0 | FALSE | FALSE | FALSE | FALSE |  | 0 | FALSE | FALSE | 0 | 0 |  | 0 | 0 | 0 | 0 | 2 | 2015 | 54914^HRSG1 | 54914^HRSG1 | 54914^HRSG1
0 | 0 | 54914 | 54914^2 | combogen^54914^2 |  | 2 | CC2 | string_assn | 883443.6 |  | 0 | 0 | 0 | 381163.12 |  | 0 | 0 | 0 | 926643.62 |  | 0 | 0 | 0 | 920110.88 |  | 0 | 0 | 0 | 659232.08 |  | 0 | 0 | 0 | 799173.846 |  | 0 | 0 | 0 | 826758.02 |  | 0 | 0 | 0 | 817251.552 |  | 0 | 0 | 0 | 808468.96 |  | 0 | 0 | 0 | 871815.36 |  | 0 | 0 | 0 | 835086.89 |  | 0 | 0 | 0 | 765928.6 |  | 0 | 0 | 0 | FALSE |  |  | 02 | removeZero | FALSE | CT | CT | CT | DFO | Natural Gas Fired Combined Cycle | NG | FALSE | FALSE | FALSE |  |  |  |  | 0 | 1 | FALSE | FALSE | FALSE | FALSE |  | 0 | FALSE | FALSE | 0 | 0 |  | 0 | 0 | 0 | 0 | 2 | 2015 | 54914^2 | 54914^02 | 54914^NA
0 | 0 | 54914 | 54914^2 | combogen^54914^2 |  | HRSG2 | CC2 | unit_connection | 0 |  | 0 | 0 | 0 | 0 |  | 0 | 0 | 0 | 0 |  | 0 | 0 | 0 | 0 |  | 0 | 0 | 0 | 0 |  | 0 | 0 | 0 | 0 |  | 0 | 0 | 0 | 0 |  | 0 | 0 | 0 | 0 |  | 0 | 0 | 0 | 0 |  | 0 | 0 | 0 | 0 |  | 0 | 0 | 0 | 0 |  | 0 | 0 | 0 | 0 |  | 0 | 0 | 0 | FALSE | removeChar | HRSG2 | HRSG2 | removeChar | FALSE | CA | CT | CT | NG | Natural Gas Fired Combined Cycle | NG | FALSE | FALSE | FALSE | OP |  |  |  | 0 | 0 | FALSE | FALSE | FALSE | FALSE |  | 0 | FALSE | FALSE | 0 | 0 |  | 0 | 0 | 0 | 0 | 2 | 2015 | 54914^HRSG2 | 54914^HRSG2 | 54914^HRSG2
combogencoo_cool_type_key |  |  |  | 2015
manualEdit | Plant.Code | bogencoo | LAKE..OF..OC..RC. | RIVER..OF. | POND..OC..RC. | TOWER..RF..RI..RN. | DC | OS
0 | 54914 | combogencoo^54914^1 | [5 empty] | 1
EIA_BocooAssoc |  |  |  | 2015
| Utility.ID | Utility.Name | Plant.Code | Plant.Name | Boiler.ID | Cooling.ID | Steam.Plant.Type
EIA_CoolingEnviroEquip |  |  |  | 2015
| Utility.ID | Utility.Name | Plant.Code | Plant.Name | State | Cooling.ID | Cooling.Status | Inservice.Month | Inservice.Year | Cooling.Type.1 | Cooling.Type.2 | Cooling.Type.3 | Cooling.Type.4 | Percent.Dry.Cooling | Cooling.Water.Source | Cooling.Water.Discharge | Water.Source.Code | Water.Type.Code | Intake.Rate.at.100...Gallons.per.Minute. | Chlorine.Inservice.Month | Chlorine.Inservice.Year | Pond.Inservice.Month | Pond.Inservice.Year | Pond.Surface.Area..Acres. | Pond.Volume..Acre.Feet. | Tower.Inservice.Month | Tower.Inservice.Year | Tower.Type.1 | Tower.Type.2 | Tower.Type.3 | Tower.Type.4 | Tower.Water.Rate..Gallons.per.Minute. | Power.Requirement..MW. | Cost.Total..Thousand.Dollars. | Cost.Ponds..Thousand.Dollars. | Cost.Towers..Thousand.Dollars. | Cost.Chlorine.Equipment..Thousand.Dollars. | Intake.Distance.Shore..Feet. | Outlet.Distance.Shore..Feet. | Intake.Distance.Surface..Feet. | Outlet.Distance.Surface..Feet. | Steam.Plant.Type
orig_sheet3_key |  |  |  | 2015
| plant_bo | bogen | Plant.Code
| 54914^1 | 54914^1 | 54914
| 54914^2 | 54914^1 | 54914
| 54914^HRSG1 | 54914^1 | 54914
| 54914^HRSG2 | 54914^1 | 54914
auto_sheet3_flags |  |  |  | 2015
| Plant.Code | plant_bo | bogen | missing.from.923 | unmapped_but_in_923 | unmapped | Orphan.Boiler | Boiler.Status | Boiler.ID.NotIn.Assoc | missingPlant.assoc | missingPlant.boilerDesignData.860 | missingPlant.generation.data.923 | missingPlant.boilerFuelData.923 | flag.CACT.missingPair | missing.bf.923 | flag.ST.missing.bf.923 | flag.ST.missing.bf.923.unmapped | flag_RPM | flag_floatingGen | flag_BoilerRetired | flag_Boiler.Status | flag_923bogenCTonly | flagFuelHeat | flag_STassoc_CT_CS_CA | flag_CSassociation | flagFH_no_NG_January | flagNG_no_FH_January | flagFuelHeat_January | flagFH_no_NG_February | flagNG_no_FH_February | flagFuelHeat_February | flagFH_no_NG_March | flagNG_no_FH_March | flagFuelHeat_March | flagFH_no_NG_April | flagNG_no_FH_April | flagFuelHeat_April | flagFH_no_NG_May | flagNG_no_FH_May | flagFuelHeat_May | flagFH_no_NG_June | flagNG_no_FH_June | flagFuelHeat_June | flagFH_no_NG_July | flagNG_no_FH_July | flagFuelHeat_July | flagFH_no_NG_August | flagNG_no_FH_August | flagFuelHeat_August | flagFH_no_NG_September | flagNG_no_FH_September | flagFuelHeat_September | flagFH_no_NG_October | flagNG_no_FH_October | flagFuelHeat_October | flagFH_no_NG_November | flagNG_no_FH_November | flagFuelHeat_November | flagFH_no_NG_December | flagNG_no_FH_December | flagFuelHeat_December | flag_ManualPlant | flag_MisMatch
| 54914 | 54914^1 | 54914^1 | 0 | 0 | 0 | 0 | 0 | 1 | 0 | 0 | 0 | 0 | 0 | 0 | 0 | 0 | 0 | 0 | 0 | 0 | 0 | 0 | 0 | 0 | 0 | 0 | 0 | 0 | 0 | 0 | 0 | 0 | 0 | 0 | 0 | 0 | 0 | 0 | 0 | 0 | 0 | 0 | 0 | 0 | 0 | 0 | 0 | 0 | 0 | 0 | 0 | 0 | 0 | 0 | 0 | 0 | 0 | 0 | 0 | 0 | 0 | 0
| 54914 | 54914^2 | 54914^2 | 0 | 0 | 0 | 0 | 0 | 1 | 0 | 0 | 0 | 0 | 0 | 0 | 0 | 0 | 0 | 0 | 0 | 0 | 0 | 0 | 0 | 0 | 0 | 0 | 0 | 0 | 0 | 0 | 0 | 0 | 0 | 0 | 0 | 0 | 0 | 0 | 0 | 0 | 0 | 0 | 0 | 0 | 0 | 0 | 0 | 0 | 0 | 0 | 0 | 0 | 0 | 0 | 0 | 0 | 0 | 0 | 0 | 0 | 0 | 0
| 54914 | 54914^HRSG1 | 54914^1 | 0 | 0 | 0 | 0 | 0 | 0 | 0 | 0 | 0 | 0 | 0 | 0 | 0 | 0 | 0 | 0 | 0 | 0 | 0 | 0 | 0 | 0 | 0 | 0 | 0 | 0 | 0 | 0 | 0 | 0 | 0 | 0 | 0 | 0 | 0 | 0 | 0 | 0 | 0 | 0 | 0 | 0 | 0 | 0 | 0 | 0 | 0 | 0 | 0 | 0 | 0 | 0 | 0 | 0 | 0 | 0 | 0 | 0 | 0 | 0
| 54914 | 54914^HRSG2 | 54914^2 | 0 | 0 | 0 | 0 | 0 | 0 | 0 | 0 | 0 | 0 | 0 | 0 | 0 | 0 | 0 | 0 | 0 | 0 | 0 | 0 | 0 | 0 | 0 | 0 | 0 | 0 | 0 | 0 | 0 | 0 | 0 | 0 | 0 | 0 | 0 | 0 | 0 | 0 | 0 | 0 | 0 | 0 | 0 | 0 | 0 | 0 | 0 | 0 | 0 | 0 | 0 | 0 | 0 | 0 | 0 | 0 | 0 | 0 | 0 | 0
auto_sheet3_key |  |  |  | 2015
manualBogenEdit | Plant.Code | bogen | Boiler.ID | Unit.Code | bga.source | Boiler.ID.Total.Fuel.Heat.January | PlantLine.Total.Fuel.Heat.January | flagNG_no_FH_January | flagFH_no_NG_January | flagFuelHeat_January | Boiler.ID.Total.Fuel.Heat.February | PlantLine.Total.Fuel.Heat.February | flagNG_no_FH_February | flagFH_no_NG_February | flagFuelHeat_February | Boiler.ID.Total.Fuel.Heat.March | PlantLine.Total.Fuel.Heat.March | flagNG_no_FH_March | flagFH_no_NG_March | flagFuelHeat_March | Boiler.ID.Total.Fuel.Heat.April | PlantLine.Total.Fuel.Heat.April | flagNG_no_FH_April | flagFH_no_NG_April | flagFuelHeat_April | Boiler.ID.Total.Fuel.Heat.May | PlantLine.Total.Fuel.Heat.May | flagNG_no_FH_May | flagFH_no_NG_May | flagFuelHeat_May | Boiler.ID.Total.Fuel.Heat.June | PlantLine.Total.Fuel.Heat.June | flagNG_no_FH_June | flagFH_no_NG_June | flagFuelHeat_June | Boiler.ID.Total.Fuel.Heat.July | PlantLine.Total.Fuel.Heat.July | flagNG_no_FH_July | flagFH_no_NG_July | flagFuelHeat_July | Boiler.ID.Total.Fuel.Heat.August | PlantLine.Total.Fuel.Heat.August | flagNG_no_FH_August | flagFH_no_NG_August | flagFuelHeat_August | Boiler.ID.Total.Fuel.Heat.September | PlantLine.Total.Fuel.Heat.September | flagNG_no_FH_September | flagFH_no_NG_September | flagFuelHeat_September | Boiler.ID.Total.Fuel.Heat.October | PlantLine.Total.Fuel.Heat.October | flagNG_no_FH_October | flagFH_no_NG_October | flagFuelHeat_October | Boiler.ID.Total.Fuel.Heat.November | PlantLine.Total.Fuel.Heat.November | flagNG_no_FH_November | flagFH_no_NG_November | flagFuelHeat_November | Boiler.ID.Total.Fuel.Heat.December | PlantLine.Total.Fuel.Heat.December | flagNG_no_FH_December | flagFH_no_NG_December | flagFuelHeat_December | missing.from.923 | flagBoiler.ID_assoc | orig_Boiler.ID_assoc | orig_Boiler.ID_bf.923 | flagBoiler.ID_bf.923 | missing.bf.923 | Reported.Prime.Mover_bf.923 | Reported.Prime.Mover_923 | Reported.Prime.Mover_860 | Reported.Fuel.Type.Code | Technology | Energy.Source.1 | unmapped_but_in_923 | unmapped | Orphan.Boiler | Boiler.Status | Boiler.Retirement.Year | Boiler.Retirement.Month | flag_BoilerRetired | flag_Boiler.Status | Boiler.ID.NotIn.Assoc | missingPlant.assoc | missingPlant.boilerDesignData.860 | missingPlant.generation.data.923 | missingPlant.boilerFuelData.923 | Reported.Prime.Mover_page1 | flag.ST.missing.bf.923 | flag.CACT.missingPair | flag_923bogenCTonly | flag.NGCC.badFuel | flag.ST.missing.bf.923.unmapped | flag_RPM | flag_floatingGen | flagFuelHeat | flag_STassoc_CT_CS_CA | flag_CSassociation | countFlags | YEAR | plant_bo | plant_bo_bf.923 | plant_bo_assoc | manualBogenEditFileName | manualBogenEditDateTime
0 | 54914 | 54914^1 | 1 | CC1 | unit_connection | 1036104.24 |  | 0 | 0 | 0 | 1207593.92 |  | 0 | 0 | 0 | 940191.21 |  | 0 | 0 | 0 | 206274.64 |  | 0 | 0 | 0 | 272782.6 |  | 0 | 0 | 0 | 784634.58 |  | 0 | 0 | 0 | 836259.16 |  | 0 | 0 | 0 | 842224.032 |  | 0 | 0 | 0 | 819243.36 |  | 0 | 0 | 0 | 888113.2 |  | 0 | 0 | 0 | 855522.69 |  | 0 | 0 | 0 | 774185.08 |  | 0 | 0 | 0 | FALSE |  |  | 01 | removeZero | FALSE | CT | CT | CT | NG | Natural Gas Fired Combined Cycle | NG | FALSE | FALSE | FALSE |  |  |  |  | 0 | 1 | FALSE | FALSE | FALSE | FALSE |  | 0 | FALSE | FALSE | 0 | 0 |  | 0 | 0 | 0 | 0 | 2 | 2015 | 54914^1 | 54914^01 | 54914^NA
0 | 54914 | 54914^2 | 2 | CC2 | string_assn | 883443.6 |  | 0 | 0 | 0 | 381163.12 |  | 0 | 0 | 0 | 926643.62 |  | 0 | 0 | 0 | 920110.88 |  | 0 | 0 | 0 | 659232.08 |  | 0 | 0 | 0 | 799173.846 |  | 0 | 0 | 0 | 826758.02 |  | 0 | 0 | 0 | 817251.552 |  | 0 | 0 | 0 | 808468.96 |  | 0 | 0 | 0 | 871815.36 |  | 0 | 0 | 0 | 835086.89 |  | 0 | 0 | 0 | 765928.6 |  | 0 | 0 | 0 | FALSE |  |  | 02 | removeZero | FALSE | CT | CT | CT | DFO | Natural Gas Fired Combined Cycle | NG | FALSE | FALSE | FALSE |  |  |  |  | 0 | 1 | FALSE | FALSE | FALSE | FALSE |  | 0 | FALSE | FALSE | 0 | 0 |  | 0 | 0 | 0 | 0 | 2 | 2015 | 54914^2 | 54914^02 | 54914^NA
0 | 54914 | 54914^1 | HRSG1 | CC1 | string_assn | 0 |  | 0 | 0 | 0 | 0 |  | 0 | 0 | 0 | 0 |  | 0 | 0 | 0 | 0 |  | 0 | 0 | 0 | 0 |  | 0 | 0 | 0 | 0 |  | 0 | 0 | 0 | 0 |  | 0 | 0 | 0 | 0 |  | 0 | 0 | 0 | 0 |  | 0 | 0 | 0 | 0 |  | 0 | 0 | 0 | 0 |  | 0 | 0 | 0 | 0 |  | 0 | 0 | 0 | FALSE | removeChar | HRSG1 | HRSG1 | removeChar | FALSE | CA | CT | CT | NG | Natural Gas Fired Combined Cycle | NG | FALSE | FALSE | FALSE | OP |  |  |  | 0 | 0 | FALSE | FALSE | FALSE | FALSE |  | 0 | FALSE | FALSE | 0 | 0 |  | 0 | 0 | 0 | 0 | 2 | 2015 | 54914^HRSG1 | 54914^HRSG1 | 54914^HRSG1
0 | 54914 | 54914^2 | HRSG2 | CC2 | unit_connection | 0 |  | 0 | 0 | 0 | 0 |  | 0 | 0 | 0 | 0 |  | 0 | 0 | 0 | 0 |  | 0 | 0 | 0 | 0 |  | 0 | 0 | 0 | 0 |  | 0 | 0 | 0 | 0 |  | 0 | 0 | 0 | 0 |  | 0 | 0 | 0 | 0 |  | 0 | 0 | 0 | 0 |  | 0 | 0 | 0 | 0 |  | 0 | 0 | 0 | 0 |  | 0 | 0 | 0 | FALSE | removeChar | HRSG2 | HRSG2 | removeChar | FALSE | CA | CT | CT | NG | Natural Gas Fired Combined Cycle | NG | FALSE | FALSE | FALSE | OP |  |  |  | 0 | 0 | FALSE | FALSE | FALSE | FALSE |  | 0 | FALSE | FALSE | 0 | 0 |  | 0 | 0 | 0 | 0 | 2 | 2015 | 54914^HRSG2 | 54914^HRSG2 | 54914^HRSG2
orig_sheet4_key |  |  |  | 2015
| plant_gen | bogen | Plant.Code
| 54914^1 | 54914^1 | 54914
| 54914^2 | 54914^1 | 54914
| 54914^3 | 54914^1 | 54914
| 54914^4 | 54914^1 | 54914
auto_sheet4_flags |  |  |  | 2015
| Plant.Code | plant_gen | bogen | missing.from.923 | Generator.Status | Orphan.Generator | unmapped_but_in_923 | unmapped | missingPlant.assoc | missingPlant.generator.data.860 | missingPlant.generation.data.923 | flag.CACT.missingPair | missing.bf.923 | missing.generation.data | flag.ST.missing.bf.923 | flag.ST.missing.bf.923.unmapped | flag_RPM | flag_floatingGen | flag_GeneratorRetired | flag_Generator.Status | flag_923bogenCTonly | flagFuelHeat | flag_STassoc_CT_CS_CA | flag_CSassociation | flagNetGenWithoutFuelHeat | flagFuelHeatWithoutNetGen | flagFH_no_NG_January | flagNG_no_FH_January | flagFuelHeat_January | flagFH_no_NG_February | flagNG_no_FH_February | flagFuelHeat_February | flagFH_no_NG_March | flagNG_no_FH_March | flagFuelHeat_March | flagFH_no_NG_April | flagNG_no_FH_April | flagFuelHeat_April | flagFH_no_NG_May | flagNG_no_FH_May | flagFuelHeat_May | flagFH_no_NG_June | flagNG_no_FH_June | flagFuelHeat_June | flagFH_no_NG_July | flagNG_no_FH_July | flagFuelHeat_July | flagFH_no_NG_August | flagNG_no_FH_August | flagFuelHeat_August | flagFH_no_NG_September | flagNG_no_FH_September | flagFuelHeat_September | flagFH_no_NG_October | flagNG_no_FH_October | flagFuelHeat_October | flagFH_no_NG_November | flagNG_no_FH_November | flagFuelHeat_November | flagFH_no_NG_December | flagNG_no_FH_December | flagFuelHeat_December | flag_ManualPlant | flag_MisMatch
| 54914 | 54914^1 | 54914^1 | 0 | 0 | 0 | 0 | 0 | 0 | 0 | 0 | 0 | 0 | 0 | 0 | 0 | 0 | 0 | 0 | 0 | 0 | 0 | 0 | 0 | 0 | 0 | 0 | 0 | 0 | 0 | 0 | 0 | 0 | 0 | 0 | 0 | 0 | 0 | 0 | 0 | 0 | 0 | 0 | 0 | 0 | 0 | 0 | 0 | 0 | 0 | 0 | 0 | 0 | 0 | 0 | 0 | 0 | 0 | 0 | 0 | 0 | 0 | 0 | 0
| 54914 | 54914^2 | 54914^2 | 0 | 0 | 0 | 0 | 0 | 0 | 0 | 0 | 0 | 0 | 0 | 0 | 0 | 0 | 0 | 0 | 0 | 0 | 0 | 0 | 0 | 0 | 0 | 0 | 0 | 0 | 0 | 0 | 0 | 0 | 0 | 0 | 0 | 0 | 0 | 0 | 0 | 0 | 0 | 0 | 0 | 0 | 0 | 0 | 0 | 0 | 0 | 0 | 0 | 0 | 0 | 0 | 0 | 0 | 0 | 0 | 0 | 0 | 0 | 0 | 0
| 54914 | 54914^3 | 54914^1 | 0 | 0 | 0 | 0 | 0 | 0 | 0 | 0 | 0 | 0 | 0 | 0 | 0 | 0 | 0 | 0 | 0 | 0 | 0 | 0 | 0 | 0 | 0 | 0 | 0 | 0 | 0 | 0 | 0 | 0 | 0 | 0 | 0 | 0 | 0 | 0 | 0 | 0 | 0 | 0 | 0 | 0 | 0 | 0 | 0 | 0 | 0 | 0 | 0 | 0 | 0 | 0 | 0 | 0 | 0 | 0 | 0 | 0 | 0 | 0 | 0
| 54914 | 54914^4 | 54914^2 | 0 | 0 | 0 | 0 | 0 | 0 | 0 | 0 | 0 | 0 | 0 | 0 | 0 | 0 | 0 | 0 | 0 | 0 | 0 | 0 | 0 | 0 | 0 | 0 | 0 | 0 | 0 | 0 | 0 | 0 | 0 | 0 | 0 | 0 | 0 | 0 | 0 | 0 | 0 | 0 | 0 | 0 | 0 | 0 | 0 | 0 | 0 | 0 | 0 | 0 | 0 | 0 | 0 | 0 | 0 | 0 | 0 | 0 | 0 | 0 | 0
auto_sheet4_key |  |  |  | 2015
manualBogenEdit | Plant.Code | Generator.ID | bogen | Unit.Code | bga.source | Net.Generation.mwh | Generator.ID.Total.Net.Generation.January | PlantLine.Total.Fuel.Heat.January | PlantLine.Total.Net.Generation.January | flagNG_no_FH_January | flagFH_no_NG_January | flagFuelHeat_January | Generator.ID.Total.Net.Generation.February | PlantLine.Total.Fuel.Heat.February | PlantLine.Total.Net.Generation.February | flagNG_no_FH_February | flagFH_no_NG_February | flagFuelHeat_February | Generator.ID.Total.Net.Generation.March | PlantLine.Total.Fuel.Heat.March | PlantLine.Total.Net.Generation.March | flagNG_no_FH_March | flagFH_no_NG_March | flagFuelHeat_March | Generator.ID.Total.Net.Generation.April | PlantLine.Total.Fuel.Heat.April | PlantLine.Total.Net.Generation.April | flagNG_no_FH_April | flagFH_no_NG_April | flagFuelHeat_April | Generator.ID.Total.Net.Generation.May | PlantLine.Total.Fuel.Heat.May | PlantLine.Total.Net.Generation.May | flagNG_no_FH_May | flagFH_no_NG_May | flagFuelHeat_May | Generator.ID.Total.Net.Generation.June | PlantLine.Total.Fuel.Heat.June | PlantLine.Total.Net.Generation.June | flagNG_no_FH_June | flagFH_no_NG_June | flagFuelHeat_June | Generator.ID.Total.Net.Generation.July | PlantLine.Total.Fuel.Heat.July | PlantLine.Total.Net.Generation.July | flagNG_no_FH_July | flagFH_no_NG_July | flagFuelHeat_July | Generator.ID.Total.Net.Generation.August | PlantLine.Total.Fuel.Heat.August | PlantLine.Total.Net.Generation.August | flagNG_no_FH_August | flagFH_no_NG_August | flagFuelHeat_August | Generator.ID.Total.Net.Generation.September | PlantLine.Total.Fuel.Heat.September | PlantLine.Total.Net.Generation.September | flagNG_no_FH_September | flagFH_no_NG_September | flagFuelHeat_September | Generator.ID.Total.Net.Generation.October | PlantLine.Total.Fuel.Heat.October | PlantLine.Total.Net.Generation.October | flagNG_no_FH_October | flagFH_no_NG_October | flagFuelHeat_October | Generator.ID.Total.Net.Generation.November | PlantLine.Total.Fuel.Heat.November | PlantLine.Total.Net.Generation.November | flagNG_no_FH_November | flagFH_no_NG_November | flagFuelHeat_November | Generator.ID.Total.Net.Generation.December | PlantLine.Total.Fuel.Heat.December | PlantLine.Total.Net.Generation.December | flagNG_no_FH_December | flagFH_no_NG_December | flagFuelHeat_December | missing.from.923 | orig_Generator.ID_923 | flagGenerator.ID_923 | orig_Generator.ID_860 | flagGenerator.ID_860 | flagGenerator.ID_assoc | orig_Generator.ID_assoc | missing.bf.923 | Reported.Prime.Mover_bf.923 | Reported.Prime.Mover_923 | Reported.Prime.Mover_860 | Reported.Fuel.Type.Code | Technology | Energy.Source.1 | Generator.Status | Orphan.Generator | unmapped_but_in_923 | unmapped | flag_Generator.Status | Generator.Retirement.Year | Generator.Retirement.Month | flag_GeneratorRetired | missingPlant.assoc | missingPlant.generator.data.860 | missingPlant.generation.data.923 | Reported.Prime.Mover_page1 | flag.ST.missing.bf.923 | flag.CACT.missingPair | flag_923bogenCTonly | flag.NGCC.badFuel | flag.ST.missing.bf.923.unmapped | flag_RPM | flag_floatingGen | flagNetGenWithoutFuelHeat | flagFuelHeatWithoutNetGen | flagFuelHeat | flag_STassoc_CT_CS_CA | flag_CSassociation | countFlags | YEAR | plant_gen | plant_gen.923 | plant_gen.860 | plant_gen_assoc | missing.generation.data | manualBogenEditFileName | manualBogenEditDateTime
0 | 54914 | 1 | 54914^1 | CC1 | unit_connection | 765564 | 80279 |  |  | 0 | 0 | 0 | 59265 |  |  | 0 | 0 | 0 | 79766 |  |  | 0 | 0 | 0 | 17149 |  |  | 0 | 0 | 0 | 23744 |  |  | 0 | 0 | 0 | 68492 |  |  | 0 | 0 | 0 | 71597 |  |  | 0 | 0 | 0 | 72121 |  |  | 0 | 0 | 0 | 70625 |  |  | 0 | 0 | 0 | 77800 |  |  | 0 | 0 | 0 | 76352 |  |  | 0 | 0 | 0 | 68374 |  |  | 0 | 0 | 0 | FALSE | 1 | removeChar | 01 | removeZero |  |  | FALSE | CT | CT | CT | NG | Natural Gas Fired Combined Cycle | NG | OP | FALSE | FALSE | FALSE | 0 |  |  |  | FALSE | FALSE | FALSE |  | 0 | FALSE | FALSE | 0 | 0 |  | 0 | 0 | 0 | 0 | 0 | 0 | 2 | 2015 | 54914^1 | 54914^1 | 54914^01 | 54914^NA | FALSE
0 | 54914 | 2 | 54914^2 | CC2 | string_assn | 836083 | 82351 |  |  | 0 | 0 | 0 | 74537 |  |  | 0 | 0 | 0 | 78934 |  |  | 0 | 0 | 0 | 75504 |  |  | 0 | 0 | 0 | 53936 |  |  | 0 | 0 | 0 | 65076 |  |  | 0 | 0 | 0 | 66270 |  |  | 0 | 0 | 0 | 65642 |  |  | 0 | 0 | 0 | 65632 |  |  | 0 | 0 | 0 | 72464 |  |  | 0 | 0 | 0 | 71014 |  |  | 0 | 0 | 0 | 64723 |  |  | 0 | 0 | 0 | FALSE | 2 | removeChar | 02 | removeZero |  |  | FALSE | CT | CT | CT | DFO | Natural Gas Fired Combined Cycle | NG | OP | FALSE | FALSE | FALSE | 0 |  |  |  | FALSE | FALSE | FALSE |  | 0 | FALSE | FALSE | 0 | 0 |  | 0 | 0 | 0 | 0 | 0 | 0 | 2 | 2015 | 54914^2 | 54914^2 | 54914^02 | 54914^NA | FALSE
0 | 54914 | 3 | 54914^1 | CC1 | eia860.org | 158389 | 3002 |  |  | 0 | 0 | 0 | 248 |  |  | 0 | 0 | 0 | 12393 |  |  | 0 | 0 | 0 | 2974 |  |  | 0 | 0 | 0 | 6874 |  |  | 0 | 0 | 0 | 21032 |  |  | 0 | 0 | 0 | 20341 |  |  | 0 | 0 | 0 | 20222 |  |  | 0 | 0 | 0 | 20129 |  |  | 0 | 0 | 0 | 20389 |  |  | 0 | 0 | 0 | 16285 |  |  | 0 | 0 | 0 | 14500 |  |  | 0 | 0 | 0 | FALSE | 3 | removeChar | 03 | removeZero | removeZero | 03 | FALSE | CT | CA | CA | DFO | Natural Gas Fired Combined Cycle | NG | OP | FALSE | FALSE | FALSE | 0 |  |  |  | FALSE | FALSE | FALSE |  | 0 | FALSE | FALSE | 0 | 0 |  | 0 | 0 | 0 | 0 | 0 | 0 | 2 | 2015 | 54914^3 | 54914^3 | 54914^03 | 54914^03 | FALSE
0 | 54914 | 4 | 54914^2 | CC2 | eia860.org | 195896 | 13676 |  |  | 0 | 0 | 0 | 11173 |  |  | 0 | 0 | 0 | 5154 |  |  | 0 | 0 | 0 | 10543 |  |  | 0 | 0 | 0 | 14583 |  |  | 0 | 0 | 0 | 20880 |  |  | 0 | 0 | 0 | 22201 |  |  | 0 | 0 | 0 | 22752 |  |  | 0 | 0 | 0 | 21897 |  |  | 0 | 0 | 0 | 21517 |  |  | 0 | 0 | 0 | 16333 |  |  | 0 | 0 | 0 | 15187 |  |  | 0 | 0 | 0 | FALSE | 4 | removeChar | 04 | removeZero | removeZero | 04 | FALSE | CT | CA | CA | DFO | Natural Gas Fired Combined Cycle | NG | OP | FALSE | FALSE | FALSE | 0 |  |  |  | FALSE | FALSE | FALSE |  | 0 | FALSE | FALSE | 0 | 0 |  | 0 | 0 | 0 | 0 | 0 | 0 | 2 | 2015 | 54914^4 | 54914^4 | 54914^04 | 54914^04 | FALSE
EIA_associationTable |  |  |  | 2015
| Utility.ID | Utility.Name | Plant.Code | Plant.Name | Boiler.ID | Generator.ID | Steam.Plant.Type
| 2313 | Brooklyn Navy Yard Cogen PLP | 54914 | Brooklyn Navy Yard Cogeneration | HRSG1 | 03 | 4
| 2313 | Brooklyn Navy Yard Cogen PLP | 54914 | Brooklyn Navy Yard Cogeneration | HRSG2 | 04 | 4
generator.data.860 |  |  |  | 2015
| Utility.ID | Utility.Name | Plant.Code | Plant.Name | State | County | Generator.ID | Technology | Prime.Mover | Unit.Code | Ownership | Duct.Burners | Can.Bypass.Heat.Recovery.Steam.Generator. | RTO.ISO.LMP.Node.Designation | RTO.ISO.Location.Designation.for.Reporting.Wholesale.Sales.Data.to.FERC | Nameplate.Capacity..MW. | Nameplate.Power.Factor | Summer.Capacity..MW. | Winter.Capacity..MW. | Minimum.Load..MW. | Uprate.or.Derate.Completed.During.Year | Month.Uprate.or.Derate.Completed | Year.Uprate.or.Derate.Completed | Status | Synchronized.to.Transmission.Grid | Operating.Month | Operating.Year | Planned.Retirement.Month | Planned.Retirement.Year | Associated.with.Combined.Heat.and.Power.System | Sector.Name | Sector | Topping.or.Bottoming | Energy.Source.1 | Energy.Source.2 | Energy.Source.3 | Energy.Source.4 | Energy.Source.5 | Energy.Source.6 | Startup.Source.1 | Startup.Source.2 | Startup.Source.3 | Startup.Source.4 | Solid.Fuel.Gasification.System. | Carbon.Capture.Technology. | Turbines..Inverters..or.Hydrokinetic.Buoys | Time.from.Cold.Shutdown.to.Full.Load | Fluidized.Bed.Technology. | Pulverized.Coal.Technology. | Stoker.Technology. | Other.Combustion.Technology. | Subcritical.Technology. | Supercritical.Technology. | Ultrasupercritical.Technology. | Planned.Net.Summer.Capacity.Uprate..MW. | Planned.Net.Winter.Capacity.Uprate..MW. | Planned.Uprate.Month | Planned.Uprate.Year | Planned.Net.Summer.Capacity.Derate..MW. | Planned.Net.Winter.Capacity.Derate..MW. | Planned.Derate.Month | Planned.Derate.Year | Planned.New.Prime.Mover | Planned.Energy.Source.1 | Planned.New.Nameplate.Capacity..MW. | Planned.Repower.Month | Planned.Repower.Year | Other.Planned.Modifications. | Other.Modifications.Month | Other.Modifications.Year | Cofire.Fuels. | Switch.Between.Oil.and.Natural.Gas.
| 2313 | Brooklyn Navy Yard Cogen PLP | 54914 | Brooklyn Navy Yard Cogeneration | NY | Kings | 01 | Natural Gas Fired Combined Cycle | CT | CC1 | J | X | N |  |  | 121 | 1 | 90 | 110 | 90 | N |  |  | OP | X | 3 | 1996 |  |  | Y | IPP CHP | 3 | T | NG | DFO | [8 empty] | N |  |  | 12H | [23 empty] | N | Y
| 2313 | Brooklyn Navy Yard Cogen PLP | 54914 | Brooklyn Navy Yard Cogeneration | NY | Kings | 02 | Natural Gas Fired Combined Cycle | CT | CC2 | J | X | N |  |  | 121 | 1 | 90 | 110 | 90 | N |  |  | OP | X | 3 | 1996 |  |  | Y | IPP CHP | 3 | T | NG | DFO | [8 empty] | N |  |  | 12H | [23 empty] | N | Y
| 2313 | Brooklyn Navy Yard Cogen PLP | 54914 | Brooklyn Navy Yard Cogeneration | NY | Kings | 03 | Natural Gas Fired Combined Cycle | CA | CC1 | J | N | X |  |  | 40 | 1 | 35 | 38 | 35 | N |  |  | OP | X | 6 | 1996 |  |  | Y | IPP CHP | 3 | T | NG | [12 empty] | 12H
| 2313 | Brooklyn Navy Yard Cogen PLP | 54914 | Brooklyn Navy Yard Cogeneration | NY | Kings | 04 | Natural Gas Fired Combined Cycle | CA | CC2 | J | N | X |  |  | 40 | 1 | 35 | 38 | 35 | N |  |  | OP | X | 6 | 1996 |  |  | Y | IPP CHP | 3 | T | NG | [12 empty] | 12H
retiredGenerators.860 |  |  |  | 2015
| Utility.ID | Utility.Name | Plant.Code | Plant.Name | State | County | Generator.ID | Technology | Prime.Mover | Unit.Code | Ownership | Duct.Burners | Can.Bypass.Heat.Recovery.Steam.Generator. | RTO.ISO.LMP.Node.Designation | RTO.ISO.Location.Designation.for.Reporting.Wholesale.Sales.Data.to.FERC | Nameplate.Capacity..MW. | Nameplate.Power.Factor | Summer.Capacity..MW. | Winter.Capacity..MW. | Minimum.Load..MW. | Uprate.or.Derate.Completed.During.Year | Month.Uprate.or.Derate.Completed | Year.Uprate.or.Derate.Completed | Status | Synchronized.to.Transmission.Grid | Operating.Month | Operating.Year | Retirement.Month | Retirement.Year | Associated.with.Combined.Heat.and.Power.System | Sector.Name | Sector | Topping.or.Bottoming | Energy.Source.1 | Energy.Source.2 | Energy.Source.3 | Energy.Source.4 | Energy.Source.5 | Energy.Source.6 | Startup.Source.1 | Startup.Source.2 | Startup.Source.3 | Startup.Source.4 | Solid.Fuel.Gasification.System. | Carbon.Capture.Technology. | Turbines..Inverters..or.Hydrokinetic.Buoys | Time.from.Cold.Shutdown.to.Full.Load | Fluidized.Bed.Technology. | Pulverized.Coal.Technology. | Stoker.Technology. | Other.Combustion.Technology. | Subcritical.Technology. | Supercritical.Technology. | Ultrasupercritical.Technology. | Cofire.Fuels. | Switch.Between.Oil.and.Natural.Gas.
Boiler_InfoDesign_Parameters.860 |  |  |  | 2015
| Utility.ID | Utility.Name | Plant.Code | Plant.Name | State | Boiler.ID | Boiler.Status | Type.of.Boiler | Inservice.Month | Inservice.Year | Retirement.Month | Retirement.Year | Firing.Type.1 | Firing.Type.2 | Firing.Type.3 | Max.Steam.Flow..Thousand.Pounds.per.Hour. | Firing.Rate.Using.Coal..0.1.Tons.per.Hour. | Firing.Rate.Using.Petroleum..0.1.Barrels.per.Hour. | Firing.Rate.Using.Gas..0.1.MCF.per.Hour. | Firing.Rate.Using.Other.Fuels | Waste.Heat.Input..Million.BTU.per.Hour. | Primary.Fuel.1 | Primary.Fuel.2 | Primary.Fuel.3 | Primary.Fuel.4 | Turndown.Ratio | Efficiency.100..Load | Efficiency.50..Load | Air.Flow.100..Load..Cubic.Feet.per.Minute. | Wet.Dry.Bottom | Fly.Ash.Reinjection | Steam.Plant.Type | missingData
| 2313 | Brooklyn Navy Yard Cogen PLP | 54914 | Brooklyn Navy Yard Cogeneration | NY | HRSG1 | OP | [24 empty] | 4 | 2
| 2313 | Brooklyn Navy Yard Cogen PLP | 54914 | Brooklyn Navy Yard Cogeneration | NY | HRSG2 | OP | [24 empty] | 4 | 2
boilerFuelData_923 |  |  |  | 2015
| Plant.Code | Combined.Heat.And..Power.Plant | Plant.Name | Operator.Name | Operator.Id | Plant.State | Census.Region | NERC.Region | NAICS.Code | Sector.Number | Sector.Name | Boiler.ID | Reported.Prime.Mover | Reported.Fuel.Type.Code | Physical.Unit.Label | Quantity.Of.Fuel.Consumed.January | Quantity.Of.Fuel.Consumed.February | Quantity.Of.Fuel.Consumed.March | Quantity.Of.Fuel.Consumed.April | Quantity.Of.Fuel.Consumed.May | Quantity.Of.Fuel.Consumed.June | Quantity.Of.Fuel.Consumed.July | Quantity.Of.Fuel.Consumed.August | Quantity.Of.Fuel.Consumed.September | Quantity.Of.Fuel.Consumed.October | Quantity.Of.Fuel.Consumed.November | Quantity.Of.Fuel.Consumed.December | MMbtu.Per.Unit.January | MMbtu.Per.Unit.February | MMbtu.Per.Unit.March | MMbtu.Per.Unit.April | MMbtu.Per.Unit.May | MMbtu.Per.Unit.June | MMbtu.Per.Unit.July | MMbtu.Per.Unit.August | MMbtu.Per.Unit.September | MMbtu.Per.Unit.October | MMbtu.Per.Unit.November | MMbtu.Per.Unit.December | Sulfur.Content.January | Sulfur.Content.February | Sulfur.Content.March | Sulfur.Content.April | Sulfur.Content.May | Sulfur.Content.June | Sulfur.Content.July | Sulfur.Content.August | Sulfur.Content.September | Sulfur.Content.October | Sulfur.Content.November | Sulfur.Content.December | Ash.Content.January | Ash.Content.February | Ash.Content.March | Ash.Content.April | Ash.Content.May | Ash.Content.June | Ash.Content.July | Ash.Content.August | Ash.Content.September | Ash.Content.October | Ash.Content.November | Ash.Content.December | Total.Fuel.Consumption.Quantity | YEAR | missingData
| 54914 | Y | Brooklyn Navy Yard Cogeneration | Brooklyn Navy Yard Cogen PLP | 2313 | NY | MAT | NPCC | 22 | 3 | NAICS-22 Cogen | 01 | CT | DFO | barrels | 31396 | 138138 | 0 | 0 | 487 | 0 | 0 | 0 | 0 | 0 | 874 | 0 | 5.8 | 5.8 | 0 | 0 | 5.8 | 0 | 0 | 0 | 0 | 0 | 5.8 | 0 | 0.5 | 0.5 | 0 | 0 | 0.5 | 0 | 0 | 0 | 0 | 0 | 0.5 | 0 | 0 | 0 | 0 | 0 | 0 | 0 | 0 | 0 | 0 | 0 | 0 | 0 | 170895 | 2015 | 0
| 54914 | Y | Brooklyn Navy Yard Cogeneration | Brooklyn Navy Yard Cogen PLP | 2313 | NY | MAT | NPCC | 22 | 3 | NAICS-22 Cogen | 01 | CT | NG | Mcf | 821161 | 390763 | 912807 | 198341 | 259575 | 755910 | 800248 | 806728 | 787734 | 853955 | 825683 | 751636 | 1.04 | 1.04 | 1.03 | 1.04 | 1.04 | 1.038 | 1.045 | 1.044 | 1.04 | 1.04 | 1.03 | 1.03 | 0 | 0 | 0 | 0 | 0 | 0 | 0 | 0 | 0 | 0 | 0 | 0 | 0 | 0 | 0 | 0 | 0 | 0 | 0 | 0 | 0 | 0 | 0 | 0 | 8164541 | 2015 | 0
| 54914 | Y | Brooklyn Navy Yard Cogeneration | Brooklyn Navy Yard Cogen PLP | 2313 | NY | MAT | NPCC | 22 | 3 | NAICS-22 Cogen | 02 | CT | DFO | barrels | 0 | 0 | 0 | 0 | 0 | 0 | 0 | 0 | 0 | 0 | 57 | 0 | 0 | 0 | 0 | 0 | 0 | 0 | 0 | 0 | 0 | 0 | 5.8 | 0 | 0 | 0 | 0 | 0 | 0 | 0 | 0 | 0 | 0 | 0 | 0.5 | 0 | 0 | 0 | 0 | 0 | 0 | 0 | 0 | 0 | 0 | 0 | 0 | 0 | 57 | 2015 | 0
| 54914 | Y | Brooklyn Navy Yard Cogeneration | Brooklyn Navy Yard Cogen PLP | 2313 | NY | MAT | NPCC | 22 | 3 | NAICS-22 Cogen | 02 | CT | NG | Mcf | 849465 | 366503 | 899654 | 884722 | 633877 | 769917 | 791156 | 782808 | 777374 | 838284 | 810443 | 743620 | 1.04 | 1.04 | 1.03 | 1.04 | 1.04 | 1.038 | 1.045 | 1.044 | 1.04 | 1.04 | 1.03 | 1.03 | 0 | 0 | 0 | 0 | 0 | 0 | 0 | 0 | 0 | 0 | 0 | 0 | 0 | 0 | 0 | 0 | 0 | 0 | 0 | 0 | 0 | 0 | 0 | 0 | 9147823 | 2015 | 0
| 54914 | Y | Brooklyn Navy Yard Cogeneration | Brooklyn Navy Yard Cogen PLP | 2313 | NY | MAT | NPCC | 22 | 3 | NAICS-22 Cogen | HRSG1 | CA | NG | Mcf | 0 | 0 | 0 | 0 | 0 | 0 | 0 | 0 | 0 | 0 | 0 | 0 | 0 | 0 | 0 | 0 | 0 | 0 | 0 | 0 | 0 | 0 | 0 | 0 | 0 | 0 | 0 | 0 | 0 | 0 | 0 | 0 | 0 | 0 | 0 | 0 | 0 | 0 | 0 | 0 | 0 | 0 | 0 | 0 | 0 | 0 | 0 | 0 | 0 | 2015 | 0
| 54914 | Y | Brooklyn Navy Yard Cogeneration | Brooklyn Navy Yard Cogen PLP | 2313 | NY | MAT | NPCC | 22 | 3 | NAICS-22 Cogen | HRSG2 | CA | NG | Mcf | 0 | 0 | 0 | 0 | 0 | 0 | 0 | 0 | 0 | 0 | 0 | 0 | 0 | 0 | 0 | 0 | 0 | 0 | 0 | 0 | 0 | 0 | 0 | 0 | 0 | 0 | 0 | 0 | 0 | 0 | 0 | 0 | 0 | 0 | 0 | 0 | 0 | 0 | 0 | 0 | 0 | 0 | 0 | 0 | 0 | 0 | 0 | 0 | 0 | 2015 | 0
generation.data.923 |  |  |  | 2015
| Plant.Code | Combined.Heat.And.Power.Plant | Plant.Name | Operator.Name | Operator.Id | Plant.State | Census.Region | NERC.Region | NAICS.Code | Sector.Number | Sector.Name | Generator.ID | Reported.Prime.Mover | Net.Generation.January | Net.Generation.February | Net.Generation.March | Net.Generation.April | Net.Generation.May | Net.Generation.June | Net.Generation.July | Net.Generation.August | Net.Generation.September | Net.Generation.October | Net.Generation.November | Net.Generation.December | Net.Generation.Year.To.Date | YEAR | missingData
| 54914 | Y | Brooklyn Navy Yard Cogeneration | Brooklyn Navy Yard Cogen PLP | 2313 | NY | MAT | NPCC | 22 | 3 | NAICS-22 Cogen | 1 | CT | 80279 | 59265 | 79766 | 17149 | 23744 | 68492 | 71597 | 72121 | 70625 | 77800 | 76352 | 68374 | 765564 | 2015 | 0
| 54914 | Y | Brooklyn Navy Yard Cogeneration | Brooklyn Navy Yard Cogen PLP | 2313 | NY | MAT | NPCC | 22 | 3 | NAICS-22 Cogen | 3 | CA | 3002 | 248 | 12393 | 2974 | 6874 | 21032 | 20341 | 20222 | 20129 | 20389 | 16285 | 14500 | 158389 | 2015 | 0
| 54914 | Y | Brooklyn Navy Yard Cogeneration | Brooklyn Navy Yard Cogen PLP | 2313 | NY | MAT | NPCC | 22 | 3 | NAICS-22 Cogen | 4 | CA | 13676 | 11173 | 5154 | 10543 | 14583 | 20880 | 22201 | 22752 | 21897 | 21517 | 16333 | 15187 | 195896 | 2015 | 0
| 54914 | Y | Brooklyn Navy Yard Cogeneration | Brooklyn Navy Yard Cogen PLP | 2313 | NY | MAT | NPCC | 22 | 3 | NAICS-22 Cogen | 2 | CT | 82351 | 74537 | 78934 | 75504 | 53936 | 65076 | 66270 | 65642 | 65632 | 72464 | 71014 | 64723 | 836083 | 2015 | 0
page1GenFuelData.923 |  |  |  | 2015
| Plant.Code | Combined.Heat.And.Power.Plant | Nuclear.Unit.Id | Plant.Name | Operator.Name | Operator.Id | Plant.State | Census.Region | NERC.Region | Reserved | NAICS.Code | EIA.Sector.Number | Sector.Name | Reported.Prime.Mover | Reported.Fuel.Type.Code | AER.Fuel.Type.Code | Reserved.1 | Reserved.2 | Physical.Unit.Label | Quantity.January | Quantity.February | Quantity.March | Quantity.April | Quantity.May | Quantity.June | Quantity.July | Quantity.August | Quantity.September | Quantity.October | Quantity.November | Quantity.December | Elec_Quantity.January | Elec_Quantity.February | Elec_Quantity.March | Elec_Quantity.April | Elec_Quantity.May | Elec_Quantity.June | Elec_Quantity.July | Elec_Quantity.August | Elec_Quantity.September | Elec_Quantity.October | Elec_Quantity.November | Elec_Quantity.December | MMBtuPer_Unit.January | MMBtuPer_Unit.February | MMBtuPer_Unit.March | MMBtuPer_Unit.April | MMBtuPer_Unit.May | MMBtuPer_Unit.June | MMBtuPer_Unit.July | MMBtuPer_Unit.August | MMBtuPer_Unit.September | MMBtuPer_Unit.October | MMBtuPer_Unit.November | MMBtuPer_Unit.December | Tot_MMBtu.January | Tot_MMBtu.February | Tot_MMBtu.March | Tot_MMBtu.April | Tot_MMBtu.May | Tot_MMBtu.June | Tot_MMBtu.July | Tot_MMBtu.August | Tot_MMBtu.September | Tot_MMBtu.October | Tot_MMBtu.November | Tot_MMBtu.December | Elec_MMBtu.January | Elec_MMBtu.February | Elec_MMBtu.March | Elec_MMBtu.April | Elec_MMBtu.May | Elec_MMBtu.June | Elec_MMBtu.July | Elec_MMBtu.August | Elec_MMBtu.September | Elec_MMBtu.October | Elec_MMBtu.November | Elec_MMBtu.December | Netgen.January | Netgen.February | Netgen.March | Netgen.April | Netgen.May | Netgen.June | Netgen.July | Netgen.August | Netgen.September | Netgen.October | Netgen.November | Netgen.December | Total.Fuel.Consumption.Quantity | Electric.Fuel.Consumption.Quantity | Total.Fuel.Consumption.MMBtu | Elec.Fuel.Consumption.MMBtu | Net.Generation..Megawatthours. | YEAR | missingData
| 54914 | Y | . | Brooklyn Navy Yard Cogeneration | Brooklyn Navy Yard Cogen PLP | 2313 | NY | MAT | NPCC |  | 22 | 3 | NAICS-22 Cogen | CA | DFO | DFO |  |  | barrels | 0 | 0 | 0 | 0 | 0 | 0 | 0 | 0 | 0 | 0 | 0 | 0 | 0 | 0 | 0 | 0 | 0 | 0 | 0 | 0 | 0 | 0 | 0 | 0 | 0 | 0 | 0 | 0 | 0 | 0 | 0 | 0 | 0 | 0 | 0 | 0 | 0 | 0 | 0 | 0 | 0 | 0 | 0 | 0 | 0 | 0 | 0 | 0 | 0 | 0 | 0 | 0 | 0 | 0 | 0 | 0 | 0 | 0 | 0 | 0 | 1582.149 | 5759.54 | 0 | 0 | 65.028 | 0 | 0 | 0 | 0 | 0 | 104.182 | 0 | 0 | 0 | 0 | 0 | 7510.899 | 2015 | 0
| 54914 | Y | . | Brooklyn Navy Yard Cogeneration | Brooklyn Navy Yard Cogen PLP | 2313 | NY | MAT | NPCC |  | 22 | 3 | NAICS-22 Cogen | CA | NG | NG |  |  | mcf | 0 | 0 | 0 | 0 | 0 | 0 | 0 | 0 | 0 | 0 | 0 | 0 | 0 | 0 | 0 | 0 | 0 | 0 | 0 | 0 | 0 | 0 | 0 | 0 | 0 | 0 | 0 | 0 | 0 | 0 | 0 | 0 | 0 | 0 | 0 | 0 | 0 | 0 | 0 | 0 | 0 | 0 | 0 | 0 | 0 | 0 | 0 | 0 | 0 | 0 | 0 | 0 | 0 | 0 | 0 | 0 | 0 | 0 | 0 | 0 | 15095.851 | 5661.46 | 17547 | 13517 | 21391.972 | 41912 | 42542 | 42974 | 42026 | 41906 | 32513.818 | 29687 | 0 | 0 | 0 | 0 | 346774.1 | 2015 | 0
| 54914 | Y | . | Brooklyn Navy Yard Cogeneration | Brooklyn Navy Yard Cogen PLP | 2313 | NY | MAT | NPCC |  | 22 | 3 | NAICS-22 Cogen | CT | DFO | DFO |  |  | barrels | 31396 | 138138 | 0 | 0 | 487 | 0 | 0 | 0 | 0 | 0 | 931 | 0 | 19821 | 85338 | 0 | 0 | 350 | 0 | 0 | 0 | 0 | 0 | 670 | 0 | 5.8 | 5.8 | 0 | 0 | 5.8 | 0 | 0 | 0 | 0 | 0 | 5.8 | 0 | 182097 | 801200 | 0 | 0 | 2825 | 0 | 0 | 0 | 0 | 0 | 5400 | 0 | 114962 | 494962 | 0 | 0 | 2030 | 0 | 0 | 0 | 0 | 0 | 3885 | 0 | 15427.801 | 67475.525 | 0 | 0 | 235.42 | 0 | 0 | 0 | 0 | 0 | 470.686 | 0 | 170952 | 106179 | 991522 | 615839 | 83609.432 | 2015 | 0
| 54914 | Y | . | Brooklyn Navy Yard Cogeneration | Brooklyn Navy Yard Cogen PLP | 2313 | NY | MAT | NPCC |  | 22 | 3 | NAICS-22 Cogen | CT | NG | NG |  |  | mcf | 1670626 | 757266 | 1812461 | 1083063 | 893452 | 1525827 | 1591404 | 1589536 | 1565108 | 1692239 | 1636126 | 1495256 | 1054710 | 467820 | 1156478 | 689956 | 642298 | 1142571 | 1166795 | 1170036 | 1158588 | 1248835 | 1177227 | 1068138 | 1.04 | 1.04 | 1.03 | 1.04 | 1.04 | 1.038 | 1.045 | 1.044 | 1.04 | 1.04 | 1.03 | 1.03 | 1737451 | 787557 | 1866835 | 1126386 | 929190 | 1583808 | 1663017 | 1659476 | 1627712 | 1759929 | 1685210 | 1540114 | 1096898 | 486533 | 1191172 | 717554 | 667990 | 1185989 | 1219301 | 1221518 | 1204932 | 1298788 | 1212544 | 1100182 | 147202.2 | 66326.475 | 158700 | 92653 | 77444.58 | 133568 | 137867 | 137763 | 136257 | 150264 | 146895.31 | 133097 | 17312364 | 12143452 | 17966685 | 12603401 | 1518037.6 | 2015 | 0
FuelHeatByLine |  |  |  | 2015
| Plant.Code | Boiler.ID | bogen | Reported.Prime.Mover_bf.923 | Reported.Fuel.Type.Code | Fuel.Heat.January | Fuel.Heat.February | Fuel.Heat.March | Fuel.Heat.April | Fuel.Heat.May | Fuel.Heat.June | Fuel.Heat.July | Fuel.Heat.August | Fuel.Heat.September | Fuel.Heat.October | Fuel.Heat.November | Fuel.Heat.December | YEAR
| 54914 | 1 | 54914^1 | CT | NG | 854007.44 | 406393.52 | 940191.21 | 206274.64 | 269958 | 784634.58 | 836259.16 | 842224.032 | 819243.36 | 888113.2 | 850453.49 | 774185.08 | 2015
| 54914 | 1 | 54914^1 | CT | DFO | 182096.8 | 801200.4 | 0 | 0 | 2824.6 | 0 | 0 | 0 | 0 | 0 | 5069.2 | 0 | 2015
| 54914 | 2 | 54914^2 | CT | NG | 883443.6 | 381163.12 | 926643.62 | 920110.88 | 659232.08 | 799173.846 | 826758.02 | 817251.552 | 808468.96 | 871815.36 | 834756.29 | 765928.6 | 2015
| 54914 | 2 | 54914^2 | CT | DFO | 0 | 0 | 0 | 0 | 0 | 0 | 0 | 0 | 0 | 0 | 330.6 | 0 | 2015
| 54914 | HRSG1 | 54914^1 | CA | NG | 0 | 0 | 0 | 0 | 0 | 0 | 0 | 0 | 0 | 0 | 0 | 0 | 2015
| 54914 | HRSG2 | 54914^2 | CA | NG | 0 | 0 | 0 | 0 | 0 | 0 | 0 | 0 | 0 | 0 | 0 | 0 | 2015
NetGenByLine |  |  |  | 2015
| Plant.Code | Generator.ID | bogen | Reported.Prime.Mover | Net.Generation.Year.To.Date | Net.Generation.January | Net.Generation.February | Net.Generation.March | Net.Generation.April | Net.Generation.May | Net.Generation.June | Net.Generation.July | Net.Generation.August | Net.Generation.September | Net.Generation.October | Net.Generation.November | Net.Generation.December | YEAR
| 54914 | 1 | 54914^1 | CT | 765564 | 80279 | 59265 | 79766 | 17149 | 23744 | 68492 | 71597 | 72121 | 70625 | 77800 | 76352 | 68374 | 2015
| 54914 | 2 | 54914^2 | CT | 836083 | 82351 | 74537 | 78934 | 75504 | 53936 | 65076 | 66270 | 65642 | 65632 | 72464 | 71014 | 64723 | 2015
| 54914 | 3 | 54914^1 | CA | 158389 | 3002 | 248 | 12393 | 2974 | 6874 | 21032 | 20341 | 20222 | 20129 | 20389 | 16285 | 14500 | 2015
| 54914 | 4 | 54914^2 | CA | 195896 | 13676 | 11173 | 5154 | 10543 | 14583 | 20880 | 22201 | 22752 | 21897 | 21517 | 16333 | 15187 | 2015
FuelHeatByBoilerID |  |  |  | 2015
| Plant.Code | Boiler.ID | bogen | Reported.Prime.Mover_bf.923 | flagFuelHeat | Boiler.ID.Total.Fuel.Heat.January | Boiler.ID.Total.Fuel.Heat.February | Boiler.ID.Total.Fuel.Heat.March | Boiler.ID.Total.Fuel.Heat.April | Boiler.ID.Total.Fuel.Heat.May | Boiler.ID.Total.Fuel.Heat.June | Boiler.ID.Total.Fuel.Heat.July | Boiler.ID.Total.Fuel.Heat.August | Boiler.ID.Total.Fuel.Heat.September | Boiler.ID.Total.Fuel.Heat.October | Boiler.ID.Total.Fuel.Heat.November | Boiler.ID.Total.Fuel.Heat.December | YEAR
| 54914 | 1 | 54914^1 | CT | 0 | 1036104.24 | 1207593.92 | 940191.21 | 206274.64 | 272782.6 | 784634.58 | 836259.16 | 842224.032 | 819243.36 | 888113.2 | 855522.69 | 774185.08 | 2015
| 54914 | 2 | 54914^2 | CT | 0 | 883443.6 | 381163.12 | 926643.62 | 920110.88 | 659232.08 | 799173.846 | 826758.02 | 817251.552 | 808468.96 | 871815.36 | 835086.89 | 765928.6 | 2015
| 54914 | HRSG1 | 54914^1 | CA | 0 | 0 | 0 | 0 | 0 | 0 | 0 | 0 | 0 | 0 | 0 | 0 | 0 | 2015
| 54914 | HRSG2 | 54914^2 | CA | 0 | 0 | 0 | 0 | 0 | 0 | 0 | 0 | 0 | 0 | 0 | 0 | 0 | 2015
NetGenByGeneratorID |  |  |  | 2015
| Plant.Code | Generator.ID | bogen | Reported.Prime.Mover_923 | Net.Generation.mwh | Generator.ID.Total.Net.Generation.January | Generator.ID.Total.Net.Generation.February | Generator.ID.Total.Net.Generation.March | Generator.ID.Total.Net.Generation.April | Generator.ID.Total.Net.Generation.May | Generator.ID.Total.Net.Generation.June | Generator.ID.Total.Net.Generation.July | Generator.ID.Total.Net.Generation.August | Generator.ID.Total.Net.Generation.September | Generator.ID.Total.Net.Generation.October | Generator.ID.Total.Net.Generation.November | Generator.ID.Total.Net.Generation.December | YEAR
| 54914 | 1 | 54914^1 | CT | 765564 | 80279 | 59265 | 79766 | 17149 | 23744 | 68492 | 71597 | 72121 | 70625 | 77800 | 76352 | 68374 | 2015
| 54914 | 2 | 54914^2 | CT | 836083 | 82351 | 74537 | 78934 | 75504 | 53936 | 65076 | 66270 | 65642 | 65632 | 72464 | 71014 | 64723 | 2015
| 54914 | 3 | 54914^1 | CA | 158389 | 3002 | 248 | 12393 | 2974 | 6874 | 21032 | 20341 | 20222 | 20129 | 20389 | 16285 | 14500 | 2015
| 54914 | 4 | 54914^2 | CA | 195896 | 13676 | 11173 | 5154 | 10543 | 14583 | 20880 | 22201 | 22752 | 21897 | 21517 | 16333 | 15187 | 2015
FuelHeatByBogen |  |  |  | 2015
| Plant.Code | blankCol | bogen | Reported.Prime.Mover_bf.923 | flagFuelHeat | Bogen.Total.Fuel.Heat.January | Bogen.Total.Fuel.Heat.February | Bogen.Total.Fuel.Heat.March | Bogen.Total.Fuel.Heat.April | Bogen.Total.Fuel.Heat.May | Bogen.Total.Fuel.Heat.June | Bogen.Total.Fuel.Heat.July | Bogen.Total.Fuel.Heat.August | Bogen.Total.Fuel.Heat.September | Bogen.Total.Fuel.Heat.October | Bogen.Total.Fuel.Heat.November | Bogen.Total.Fuel.Heat.December | YEAR
| 54914 |  | 54914^1 | CA | 0 | 1036104.24 | 1207593.92 | 940191.21 | 206274.64 | 272782.6 | 784634.58 | 836259.16 | 842224.032 | 819243.36 | 888113.2 | 855522.69 | 774185.08 | 2015
| 54914 |  | 54914^1 | CT | 0 | 1036104.24 | 1207593.92 | 940191.21 | 206274.64 | 272782.6 | 784634.58 | 836259.16 | 842224.032 | 819243.36 | 888113.2 | 855522.69 | 774185.08 | 2015
| 54914 |  | 54914^2 | CA | 0 | 883443.6 | 381163.12 | 926643.62 | 920110.88 | 659232.08 | 799173.846 | 826758.02 | 817251.552 | 808468.96 | 871815.36 | 835086.89 | 765928.6 | 2015
| 54914 |  | 54914^2 | CT | 0 | 883443.6 | 381163.12 | 926643.62 | 920110.88 | 659232.08 | 799173.846 | 826758.02 | 817251.552 | 808468.96 | 871815.36 | 835086.89 | 765928.6 | 2015
NetGenByBogen |  |  |  | 2015
| Plant.Code | blankCol | bogen | Reported.Prime.Mover_923 | Net.Generation.mwh | Bogen.Total.Net.Generation.January | Bogen.Total.Net.Generation.February | Bogen.Total.Net.Generation.March | Bogen.Total.Net.Generation.April | Bogen.Total.Net.Generation.May | Bogen.Total.Net.Generation.June | Bogen.Total.Net.Generation.July | Bogen.Total.Net.Generation.August | Bogen.Total.Net.Generation.September | Bogen.Total.Net.Generation.October | Bogen.Total.Net.Generation.November | Bogen.Total.Net.Generation.December | YEAR
| 54914 |  | 54914^1 | CT | 765564 | 83281 | 59513 | 92159 | 20123 | 30618 | 89524 | 91938 | 92343 | 90754 | 98189 | 92637 | 82874 | 2015
| 54914 |  | 54914^1 | CA | 158389 | 83281 | 59513 | 92159 | 20123 | 30618 | 89524 | 91938 | 92343 | 90754 | 98189 | 92637 | 82874 | 2015
| 54914 |  | 54914^2 | CT | 836083 | 96027 | 85710 | 84088 | 86047 | 68519 | 85956 | 88471 | 88394 | 87529 | 93981 | 87347 | 79910 | 2015
| 54914 |  | 54914^2 | CA | 195896 | 96027 | 85710 | 84088 | 86047 | 68519 | 85956 | 88471 | 88394 | 87529 | 93981 | 87347 | 79910 | 2015
ThermalEfficiencyByBogen |  |  |  | 2015
| Plant.Code | blankCol | bogen | Reported.Prime.Mover_923 | Net.Generation.mwh | ThermalEfficiency.January | ThermalEfficiency.February | ThermalEfficiency.March | ThermalEfficiency.April | ThermalEfficiency.May | ThermalEfficiency.June | ThermalEfficiency.July | ThermalEfficiency.August | ThermalEfficiency.September | ThermalEfficiency.October | ThermalEfficiency.November | ThermalEfficiency.December | YEAR
| 54914 |  | 54914^1 | CT | 765564 | 0.27426 | 0.16816 | 0.33446 | 0.33287 | 0.38299 | 0.38931 | 0.37513 | 0.37411 | 0.37799 | 0.37724 | 0.36947 | 0.36526 | 2015
| 54914 |  | 54914^1 | CA | 158389 | 0.27426 | 0.16816 | 0.33446 | 0.33287 | 0.38299 | 0.38931 | 0.37513 | 0.37411 | 0.37799 | 0.37724 | 0.36947 | 0.36526 | 2015
| 54914 |  | 54914^2 | CT | 836083 | 0.37089 | 0.76727 | 0.30963 | 0.3191 | 0.35465 | 0.367 | 0.36513 | 0.36906 | 0.36942 | 0.36783 | 0.3569 | 0.35599 | 2015
| 54914 |  | 54914^2 | CA | 195896 | 0.37089 | 0.76727 | 0.30963 | 0.3191 | 0.35465 | 0.367 | 0.36513 | 0.36906 | 0.36942 | 0.36783 | 0.3569 | 0.35599 | 2015

## 55151
2015 | Plant.Code | orig_bogencoo.key | auto_bogencoo.key | combogencoo_cool_type_key | EIA_BocooAssoc | EIA_CoolingEnviroEquip | orig_sheet3_key | auto_sheet3_flags | auto_sheet3_key | orig_sheet4_key | auto_sheet4_flags | auto_sheet4_key | EIA_associationTable | generator.data.860 | retiredGenerators.860 | Boiler_InfoDesign_Parameters.860 | boilerFuelData_923 | generation.data.923 | page1GenFuelData.923 | FuelHeatByLine | NetGenByLine | FuelHeatByBoilerID | NetGenByGeneratorID | FuelHeatByBogen | NetGenByBogen | ThermalEfficiencyByBogen
| 55151 | 4 | 4 | 2 | 4 | 2 | 4 | 4 | 4 | 4 | 4 | 4 | 4 | 4 | 0 | 4 | 4 | 4 | 1 | 4 | 4 | 4 | 4 | 4 | 4 | 4
orig_bogencoo.key |  |  |  | 2015
| combogen | combogencoo | Plant.Code
| combogen^55151^1 | combogencoo^55151^1 | 55151
| combogen^55151^2 | combogencoo^55151^2 | 55151
| combogen^55151^3 | combogencoo^55151^3 | 55151
| combogen^55151^4 | combogencoo^55151^4 | 55151
auto_bogencoo.key |  |  |  | 2015
manualEdit | manualBogenEdit | Plant.Code | Bogen | combogen | combogencoo | Boiler.ID | Unit.Code | bga.source | Boiler.ID.Total.Fuel.Heat.January | PlantLine.Total.Fuel.Heat.January | flagNG_no_FH_January | flagFH_no_NG_January | flagFuelHeat_January | Boiler.ID.Total.Fuel.Heat.February | PlantLine.Total.Fuel.Heat.February | flagNG_no_FH_February | flagFH_no_NG_February | flagFuelHeat_February | Boiler.ID.Total.Fuel.Heat.March | PlantLine.Total.Fuel.Heat.March | flagNG_no_FH_March | flagFH_no_NG_March | flagFuelHeat_March | Boiler.ID.Total.Fuel.Heat.April | PlantLine.Total.Fuel.Heat.April | flagNG_no_FH_April | flagFH_no_NG_April | flagFuelHeat_April | Boiler.ID.Total.Fuel.Heat.May | PlantLine.Total.Fuel.Heat.May | flagNG_no_FH_May | flagFH_no_NG_May | flagFuelHeat_May | Boiler.ID.Total.Fuel.Heat.June | PlantLine.Total.Fuel.Heat.June | flagNG_no_FH_June | flagFH_no_NG_June | flagFuelHeat_June | Boiler.ID.Total.Fuel.Heat.July | PlantLine.Total.Fuel.Heat.July | flagNG_no_FH_July | flagFH_no_NG_July | flagFuelHeat_July | Boiler.ID.Total.Fuel.Heat.August | PlantLine.Total.Fuel.Heat.August | flagNG_no_FH_August | flagFH_no_NG_August | flagFuelHeat_August | Boiler.ID.Total.Fuel.Heat.September | PlantLine.Total.Fuel.Heat.September | flagNG_no_FH_September | flagFH_no_NG_September | flagFuelHeat_September | Boiler.ID.Total.Fuel.Heat.October | PlantLine.Total.Fuel.Heat.October | flagNG_no_FH_October | flagFH_no_NG_October | flagFuelHeat_October | Boiler.ID.Total.Fuel.Heat.November | PlantLine.Total.Fuel.Heat.November | flagNG_no_FH_November | flagFH_no_NG_November | flagFuelHeat_November | Boiler.ID.Total.Fuel.Heat.December | PlantLine.Total.Fuel.Heat.December | flagNG_no_FH_December | flagFH_no_NG_December | flagFuelHeat_December | missing.from.923 | flagBoiler.ID_assoc | orig_Boiler.ID_assoc | orig_Boiler.ID_bf.923 | flagBoiler.ID_bf.923 | missing.bf.923 | Reported.Prime.Mover_bf.923 | Reported.Prime.Mover_923 | Reported.Prime.Mover_860 | Reported.Fuel.Type.Code | Technology | Energy.Source.1 | unmapped_but_in_923 | unmapped | Orphan.Boiler | Boiler.Status | Boiler.Retirement.Year | Boiler.Retirement.Month | flag_BoilerRetired | flag_Boiler.Status | Boiler.ID.NotIn.Assoc | missingPlant.assoc | missingPlant.boilerDesignData.860 | missingPlant.generation.data.923 | missingPlant.boilerFuelData.923 | Reported.Prime.Mover_page1 | flag.ST.missing.bf.923 | flag.CACT.missingPair | flag_923bogenCTonly | flag.NGCC.badFuel | flag.ST.missing.bf.923.unmapped | flag_RPM | flag_floatingGen | flagFuelHeat | flag_STassoc_CT_CS_CA | flag_CSassociation | countFlags | YEAR | plant_bo | plant_bo_bf.923 | plant_bo_assoc | Utility.ID | Utility.Name | Plant.Name | Cooling.ID | Steam.Plant.Type | flagBoiler.ID_bocoo | orig_Boiler.ID_bocoo | manualBogenEditFileName | manualBogenEditDateTime
0 | 0 | 55151 | 55151^1 | combogen^55151^1 | combogencoo^55151^1 | GEN1 |  |  | 1284340.024 |  | 0 | 0 | 0 | 472571.827 |  | 0 | 0 | 0 | 564080.475 |  | 0 | 0 | 0 | 179741.233 |  | 0 | 0 | 0 | 90485.196 |  | 0 | 0 | 0 | 788366.152 |  | 0 | 0 | 0 | 1093506.232 |  | 0 | 0 | 0 | 1193399.557 |  | 0 | 0 | 0 | 1171172.184 |  | 0 | 0 | 0 | 538048.137 |  | 0 | 0 | 0 | 577655.624 |  | 0 | 0 | 0 | 841104.057 |  | 0 | 0 | 0 | FALSE |  |  | GEN1 | removeChar | FALSE | CS |  |  | NG |  |  |  |  | TRUE |  |  |  |  | 0 | 1 | FALSE | FALSE | FALSE | FALSE |  | 0 | FALSE | FALSE | 0 | 0 |  | 0 | 0 | 0 | 0 | 2 | 2015 | 55151^GEN1 | 55151^GEN1 | 55151^NA
0 | 0 | 55151 | 55151^2 | combogen^55151^2 | combogencoo^55151^2 | GEN2 |  |  | 1157830.804 |  | 0 | 0 | 0 | 298514.944 |  | 0 | 0 | 0 | 246232.483 |  | 0 | 0 | 0 | 373564.009 |  | 0 | 0 | 0 | 744239.122 |  | 0 | 0 | 0 | 1084617.786 |  | 0 | 0 | 0 | 1117117.666 |  | 0 | 0 | 0 | 1138685.863 |  | 0 | 0 | 0 | 1111118.33 |  | 0 | 0 | 0 | 1082067.45 |  | 0 | 0 | 0 | 932899.474 |  | 0 | 0 | 0 | 1097064.096 |  | 0 | 0 | 0 | FALSE |  |  | GEN2 | removeChar | FALSE | CS |  |  | NG |  |  |  |  | TRUE |  |  |  |  | 0 | 1 | FALSE | FALSE | FALSE | FALSE |  | 0 | FALSE | FALSE | 0 | 0 |  | 0 | 0 | 0 | 0 | 2 | 2015 | 55151^GEN2 | 55151^GEN2 | 55151^NA
0 | 0 | 55151 | 55151^3 | combogen^55151^3 | combogencoo^55151^3 | GEN3 |  |  | 1094352.164 |  | 0 | 0 | 0 | 408530.584 |  | 0 | 0 | 0 | 861215.53 |  | 0 | 0 | 0 | 669968.964 |  | 0 | 0 | 0 | 600671.32 |  | 0 | 0 | 0 | 974582.329 |  | 0 | 0 | 0 | 1102490.634 |  | 0 | 0 | 0 | 1028992.51 |  | 0 | 0 | 0 | 1112241.641 |  | 0 | 0 | 0 | 995904.921 |  | 0 | 0 | 0 | 946759.116 |  | 0 | 0 | 0 | 1040032.911 |  | 0 | 0 | 0 | FALSE |  |  | GEN3 | removeChar | FALSE | CS |  |  | NG |  |  |  |  | TRUE |  |  |  |  | 0 | 1 | FALSE | FALSE | FALSE | FALSE |  | 0 | FALSE | FALSE | 0 | 0 |  | 0 | 0 | 0 | 0 | 2 | 2015 | 55151^GEN3 | 55151^GEN3 | 55151^NA
0 | 0 | 55151 | 55151^4 | combogen^55151^4 | combogencoo^55151^4 | GEN4 |  |  | 0 |  | 0 | 0 | 0 | 416331.181 |  | 0 | 0 | 0 | 263849.796 |  | 0 | 0 | 0 | 241426.339 |  | 0 | 0 | 0 | 768475 |  | 0 | 0 | 0 | 600365.402 |  | 0 | 0 | 0 | 1061708.291 |  | 0 | 0 | 0 | 1225968.275 |  | 0 | 0 | 0 | 1166024.979 |  | 0 | 0 | 0 | 1178057.019 |  | 0 | 0 | 0 | 1198578.214 |  | 0 | 0 | 0 | 830422.356 |  | 0 | 0 | 0 | FALSE |  |  | GEN4 | removeChar | FALSE | CS |  |  | NG |  |  |  |  | TRUE |  |  |  |  | 0 | 1 | FALSE | FALSE | FALSE | FALSE |  | 0 | FALSE | FALSE | 0 | 0 |  | 0 | 0 | 0 | 0 | 2 | 2015 | 55151^GEN4 | 55151^GEN4 | 55151^NA
combogencoo_cool_type_key |  |  |  | 2015
manualEdit | Plant.Code | bogencoo | LAKE..OF..OC..RC. | RIVER..OF. | POND..OC..RC. | TOWER..RF..RI..RN. | DC | OS
0 | 55151 | combogencoo^55151^1 |  |  |  | 1
0 | 55151 | combogencoo^55151^2 |  |  |  | 1
EIA_BocooAssoc |  |  |  | 2015
| Utility.ID | Utility.Name | Plant.Code | Plant.Name | Boiler.ID | Cooling.ID | Steam.Plant.Type
| 26853 | La Paloma Generating Co LLC | 55151 | La Paloma Generating LLC | HRSG2 | TWR1 | 3
| 26853 | La Paloma Generating Co LLC | 55151 | La Paloma Generating LLC | HRSG1 | TWR1 | 3
| 26853 | La Paloma Generating Co LLC | 55151 | La Paloma Generating LLC | HRSG4 | TWR2 | 3
| 26853 | La Paloma Generating Co LLC | 55151 | La Paloma Generating LLC | HRSG3 | TWR2 | 3
EIA_CoolingEnviroEquip |  |  |  | 2015
| Utility.ID | Utility.Name | Plant.Code | Plant.Name | State | Cooling.ID | Cooling.Status | Inservice.Month | Inservice.Year | Cooling.Type.1 | Cooling.Type.2 | Cooling.Type.3 | Cooling.Type.4 | Percent.Dry.Cooling | Cooling.Water.Source | Cooling.Water.Discharge | Water.Source.Code | Water.Type.Code | Intake.Rate.at.100...Gallons.per.Minute. | Chlorine.Inservice.Month | Chlorine.Inservice.Year | Pond.Inservice.Month | Pond.Inservice.Year | Pond.Surface.Area..Acres. | Pond.Volume..Acre.Feet. | Tower.Inservice.Month | Tower.Inservice.Year | Tower.Type.1 | Tower.Type.2 | Tower.Type.3 | Tower.Type.4 | Tower.Water.Rate..Gallons.per.Minute. | Power.Requirement..MW. | Cost.Total..Thousand.Dollars. | Cost.Ponds..Thousand.Dollars. | Cost.Towers..Thousand.Dollars. | Cost.Chlorine.Equipment..Thousand.Dollars. | Intake.Distance.Shore..Feet. | Outlet.Distance.Shore..Feet. | Intake.Distance.Surface..Feet. | Outlet.Distance.Surface..Feet. | Steam.Plant.Type
| 26853 | La Paloma Generating Co LLC | 55151 | La Paloma Generating LLC | CA | TWR1 | OP | 3 | 2001 | RI |  |  |  |  | CALIFORNIA AQUADUCT MUNICIPAL |  | SW | FR | 2320.46 | 1 | 2003 |  |  |  |  | 1 | 2003 | MW |  |  |  | 2800.71 | 2.5 | 11553 |  | 11553 | [5 empty] | 3
| 26853 | La Paloma Generating Co LLC | 55151 | La Paloma Generating LLC | CA | TWR2 | OP | 3 | 2001 | RI |  |  |  |  | CALIFORNIA AQUEDUCT MUNICIPAL |  | SW | FR | 2320.46 | 1 | 2003 |  |  |  |  | 1 | 2003 | MW |  |  |  | 2800.71 | 2.5 | 11553 |  | 11553 | [5 empty] | 3
orig_sheet3_key |  |  |  | 2015
| plant_bo | bogen | Plant.Code
| 55151^GEN1 | 55151^1 | 55151
| 55151^GEN2 | 55151^2 | 55151
| 55151^GEN3 | 55151^3 | 55151
| 55151^GEN4 | 55151^4 | 55151
auto_sheet3_flags |  |  |  | 2015
| Plant.Code | plant_bo | bogen | missing.from.923 | unmapped_but_in_923 | unmapped | Orphan.Boiler | Boiler.Status | Boiler.ID.NotIn.Assoc | missingPlant.assoc | missingPlant.boilerDesignData.860 | missingPlant.generation.data.923 | missingPlant.boilerFuelData.923 | flag.CACT.missingPair | missing.bf.923 | flag.ST.missing.bf.923 | flag.ST.missing.bf.923.unmapped | flag_RPM | flag_floatingGen | flag_BoilerRetired | flag_Boiler.Status | flag_923bogenCTonly | flagFuelHeat | flag_STassoc_CT_CS_CA | flag_CSassociation | flagFH_no_NG_January | flagNG_no_FH_January | flagFuelHeat_January | flagFH_no_NG_February | flagNG_no_FH_February | flagFuelHeat_February | flagFH_no_NG_March | flagNG_no_FH_March | flagFuelHeat_March | flagFH_no_NG_April | flagNG_no_FH_April | flagFuelHeat_April | flagFH_no_NG_May | flagNG_no_FH_May | flagFuelHeat_May | flagFH_no_NG_June | flagNG_no_FH_June | flagFuelHeat_June | flagFH_no_NG_July | flagNG_no_FH_July | flagFuelHeat_July | flagFH_no_NG_August | flagNG_no_FH_August | flagFuelHeat_August | flagFH_no_NG_September | flagNG_no_FH_September | flagFuelHeat_September | flagFH_no_NG_October | flagNG_no_FH_October | flagFuelHeat_October | flagFH_no_NG_November | flagNG_no_FH_November | flagFuelHeat_November | flagFH_no_NG_December | flagNG_no_FH_December | flagFuelHeat_December | flag_ManualPlant | flag_MisMatch
| 55151 | 55151^GEN1 | 55151^1 | 0 | 0 | 0 | 1 | 0 | 1 | 0 | 0 | 0 | 0 | 0 | 0 | 0 | 0 | 0 | 0 | 0 | 0 | 0 | 0 | 0 | 0 | 0 | 0 | 0 | 0 | 0 | 0 | 0 | 0 | 0 | 0 | 0 | 0 | 0 | 0 | 0 | 0 | 0 | 0 | 0 | 0 | 0 | 0 | 0 | 0 | 0 | 0 | 0 | 0 | 0 | 0 | 0 | 0 | 0 | 0 | 0 | 0 | 0 | 1
| 55151 | 55151^GEN2 | 55151^2 | 0 | 0 | 0 | 1 | 0 | 1 | 0 | 0 | 0 | 0 | 0 | 0 | 0 | 0 | 0 | 0 | 0 | 0 | 0 | 0 | 0 | 0 | 0 | 0 | 0 | 0 | 0 | 0 | 0 | 0 | 0 | 0 | 0 | 0 | 0 | 0 | 0 | 0 | 0 | 0 | 0 | 0 | 0 | 0 | 0 | 0 | 0 | 0 | 0 | 0 | 0 | 0 | 0 | 0 | 0 | 0 | 0 | 0 | 0 | 1
| 55151 | 55151^GEN3 | 55151^3 | 0 | 0 | 0 | 1 | 0 | 1 | 0 | 0 | 0 | 0 | 0 | 0 | 0 | 0 | 0 | 0 | 0 | 0 | 0 | 0 | 0 | 0 | 0 | 0 | 0 | 0 | 0 | 0 | 0 | 0 | 0 | 0 | 0 | 0 | 0 | 0 | 0 | 0 | 0 | 0 | 0 | 0 | 0 | 0 | 0 | 0 | 0 | 0 | 0 | 0 | 0 | 0 | 0 | 0 | 0 | 0 | 0 | 0 | 0 | 1
| 55151 | 55151^GEN4 | 55151^4 | 0 | 0 | 0 | 1 | 0 | 1 | 0 | 0 | 0 | 0 | 0 | 0 | 0 | 0 | 0 | 0 | 0 | 0 | 0 | 0 | 0 | 0 | 0 | 0 | 0 | 0 | 0 | 0 | 0 | 0 | 0 | 0 | 0 | 0 | 0 | 0 | 0 | 0 | 0 | 0 | 0 | 0 | 0 | 0 | 0 | 0 | 0 | 0 | 0 | 0 | 0 | 0 | 0 | 0 | 0 | 0 | 0 | 0 | 0 | 1
auto_sheet3_key |  |  |  | 2015
manualBogenEdit | Plant.Code | bogen | Boiler.ID | Unit.Code | bga.source | Boiler.ID.Total.Fuel.Heat.January | PlantLine.Total.Fuel.Heat.January | flagNG_no_FH_January | flagFH_no_NG_January | flagFuelHeat_January | Boiler.ID.Total.Fuel.Heat.February | PlantLine.Total.Fuel.Heat.February | flagNG_no_FH_February | flagFH_no_NG_February | flagFuelHeat_February | Boiler.ID.Total.Fuel.Heat.March | PlantLine.Total.Fuel.Heat.March | flagNG_no_FH_March | flagFH_no_NG_March | flagFuelHeat_March | Boiler.ID.Total.Fuel.Heat.April | PlantLine.Total.Fuel.Heat.April | flagNG_no_FH_April | flagFH_no_NG_April | flagFuelHeat_April | Boiler.ID.Total.Fuel.Heat.May | PlantLine.Total.Fuel.Heat.May | flagNG_no_FH_May | flagFH_no_NG_May | flagFuelHeat_May | Boiler.ID.Total.Fuel.Heat.June | PlantLine.Total.Fuel.Heat.June | flagNG_no_FH_June | flagFH_no_NG_June | flagFuelHeat_June | Boiler.ID.Total.Fuel.Heat.July | PlantLine.Total.Fuel.Heat.July | flagNG_no_FH_July | flagFH_no_NG_July | flagFuelHeat_July | Boiler.ID.Total.Fuel.Heat.August | PlantLine.Total.Fuel.Heat.August | flagNG_no_FH_August | flagFH_no_NG_August | flagFuelHeat_August | Boiler.ID.Total.Fuel.Heat.September | PlantLine.Total.Fuel.Heat.September | flagNG_no_FH_September | flagFH_no_NG_September | flagFuelHeat_September | Boiler.ID.Total.Fuel.Heat.October | PlantLine.Total.Fuel.Heat.October | flagNG_no_FH_October | flagFH_no_NG_October | flagFuelHeat_October | Boiler.ID.Total.Fuel.Heat.November | PlantLine.Total.Fuel.Heat.November | flagNG_no_FH_November | flagFH_no_NG_November | flagFuelHeat_November | Boiler.ID.Total.Fuel.Heat.December | PlantLine.Total.Fuel.Heat.December | flagNG_no_FH_December | flagFH_no_NG_December | flagFuelHeat_December | missing.from.923 | flagBoiler.ID_assoc | orig_Boiler.ID_assoc | orig_Boiler.ID_bf.923 | flagBoiler.ID_bf.923 | missing.bf.923 | Reported.Prime.Mover_bf.923 | Reported.Prime.Mover_923 | Reported.Prime.Mover_860 | Reported.Fuel.Type.Code | Technology | Energy.Source.1 | unmapped_but_in_923 | unmapped | Orphan.Boiler | Boiler.Status | Boiler.Retirement.Year | Boiler.Retirement.Month | flag_BoilerRetired | flag_Boiler.Status | Boiler.ID.NotIn.Assoc | missingPlant.assoc | missingPlant.boilerDesignData.860 | missingPlant.generation.data.923 | missingPlant.boilerFuelData.923 | Reported.Prime.Mover_page1 | flag.ST.missing.bf.923 | flag.CACT.missingPair | flag_923bogenCTonly | flag.NGCC.badFuel | flag.ST.missing.bf.923.unmapped | flag_RPM | flag_floatingGen | flagFuelHeat | flag_STassoc_CT_CS_CA | flag_CSassociation | countFlags | YEAR | plant_bo | plant_bo_bf.923 | plant_bo_assoc | manualBogenEditFileName | manualBogenEditDateTime
0 | 55151 | 55151^1 | GEN1 |  |  | 1284340.024 |  | 0 | 0 | 0 | 472571.827 |  | 0 | 0 | 0 | 564080.475 |  | 0 | 0 | 0 | 179741.233 |  | 0 | 0 | 0 | 90485.196 |  | 0 | 0 | 0 | 788366.152 |  | 0 | 0 | 0 | 1093506.232 |  | 0 | 0 | 0 | 1193399.557 |  | 0 | 0 | 0 | 1171172.184 |  | 0 | 0 | 0 | 538048.137 |  | 0 | 0 | 0 | 577655.624 |  | 0 | 0 | 0 | 841104.057 |  | 0 | 0 | 0 | FALSE |  |  | GEN1 | removeChar | FALSE | CS |  |  | NG |  |  |  |  | TRUE |  |  |  |  | 0 | 1 | FALSE | FALSE | FALSE | FALSE |  | 0 | FALSE | FALSE | 0 | 0 |  | 0 | 0 | 0 | 0 | 2 | 2015 | 55151^GEN1 | 55151^GEN1 | 55151^NA
0 | 55151 | 55151^2 | GEN2 |  |  | 1157830.804 |  | 0 | 0 | 0 | 298514.944 |  | 0 | 0 | 0 | 246232.483 |  | 0 | 0 | 0 | 373564.009 |  | 0 | 0 | 0 | 744239.122 |  | 0 | 0 | 0 | 1084617.786 |  | 0 | 0 | 0 | 1117117.666 |  | 0 | 0 | 0 | 1138685.863 |  | 0 | 0 | 0 | 1111118.33 |  | 0 | 0 | 0 | 1082067.45 |  | 0 | 0 | 0 | 932899.474 |  | 0 | 0 | 0 | 1097064.096 |  | 0 | 0 | 0 | FALSE |  |  | GEN2 | removeChar | FALSE | CS |  |  | NG |  |  |  |  | TRUE |  |  |  |  | 0 | 1 | FALSE | FALSE | FALSE | FALSE |  | 0 | FALSE | FALSE | 0 | 0 |  | 0 | 0 | 0 | 0 | 2 | 2015 | 55151^GEN2 | 55151^GEN2 | 55151^NA
0 | 55151 | 55151^3 | GEN3 |  |  | 1094352.164 |  | 0 | 0 | 0 | 408530.584 |  | 0 | 0 | 0 | 861215.53 |  | 0 | 0 | 0 | 669968.964 |  | 0 | 0 | 0 | 600671.32 |  | 0 | 0 | 0 | 974582.329 |  | 0 | 0 | 0 | 1102490.634 |  | 0 | 0 | 0 | 1028992.51 |  | 0 | 0 | 0 | 1112241.641 |  | 0 | 0 | 0 | 995904.921 |  | 0 | 0 | 0 | 946759.116 |  | 0 | 0 | 0 | 1040032.911 |  | 0 | 0 | 0 | FALSE |  |  | GEN3 | removeChar | FALSE | CS |  |  | NG |  |  |  |  | TRUE |  |  |  |  | 0 | 1 | FALSE | FALSE | FALSE | FALSE |  | 0 | FALSE | FALSE | 0 | 0 |  | 0 | 0 | 0 | 0 | 2 | 2015 | 55151^GEN3 | 55151^GEN3 | 55151^NA
0 | 55151 | 55151^4 | GEN4 |  |  | 0 |  | 0 | 0 | 0 | 416331.181 |  | 0 | 0 | 0 | 263849.796 |  | 0 | 0 | 0 | 241426.339 |  | 0 | 0 | 0 | 768475 |  | 0 | 0 | 0 | 600365.402 |  | 0 | 0 | 0 | 1061708.291 |  | 0 | 0 | 0 | 1225968.275 |  | 0 | 0 | 0 | 1166024.979 |  | 0 | 0 | 0 | 1178057.019 |  | 0 | 0 | 0 | 1198578.214 |  | 0 | 0 | 0 | 830422.356 |  | 0 | 0 | 0 | FALSE |  |  | GEN4 | removeChar | FALSE | CS |  |  | NG |  |  |  |  | TRUE |  |  |  |  | 0 | 1 | FALSE | FALSE | FALSE | FALSE |  | 0 | FALSE | FALSE | 0 | 0 |  | 0 | 0 | 0 | 0 | 2 | 2015 | 55151^GEN4 | 55151^GEN4 | 55151^NA
orig_sheet4_key |  |  |  | 2015
| plant_gen | bogen | Plant.Code
| 55151^GEN1 | 55151^1 | 55151
| 55151^GEN2 | 55151^2 | 55151
| 55151^GEN3 | 55151^3 | 55151
| 55151^GEN4 | 55151^4 | 55151
auto_sheet4_flags |  |  |  | 2015
| Plant.Code | plant_gen | bogen | missing.from.923 | Generator.Status | Orphan.Generator | unmapped_but_in_923 | unmapped | missingPlant.assoc | missingPlant.generator.data.860 | missingPlant.generation.data.923 | flag.CACT.missingPair | missing.bf.923 | missing.generation.data | flag.ST.missing.bf.923 | flag.ST.missing.bf.923.unmapped | flag_RPM | flag_floatingGen | flag_GeneratorRetired | flag_Generator.Status | flag_923bogenCTonly | flagFuelHeat | flag_STassoc_CT_CS_CA | flag_CSassociation | flagNetGenWithoutFuelHeat | flagFuelHeatWithoutNetGen | flagFH_no_NG_January | flagNG_no_FH_January | flagFuelHeat_January | flagFH_no_NG_February | flagNG_no_FH_February | flagFuelHeat_February | flagFH_no_NG_March | flagNG_no_FH_March | flagFuelHeat_March | flagFH_no_NG_April | flagNG_no_FH_April | flagFuelHeat_April | flagFH_no_NG_May | flagNG_no_FH_May | flagFuelHeat_May | flagFH_no_NG_June | flagNG_no_FH_June | flagFuelHeat_June | flagFH_no_NG_July | flagNG_no_FH_July | flagFuelHeat_July | flagFH_no_NG_August | flagNG_no_FH_August | flagFuelHeat_August | flagFH_no_NG_September | flagNG_no_FH_September | flagFuelHeat_September | flagFH_no_NG_October | flagNG_no_FH_October | flagFuelHeat_October | flagFH_no_NG_November | flagNG_no_FH_November | flagFuelHeat_November | flagFH_no_NG_December | flagNG_no_FH_December | flagFuelHeat_December | flag_ManualPlant | flag_MisMatch
| 55151 | 55151^GEN1 | 55151^1 | 0 | 0 | 0 | 0 | 0 | 0 | 0 | 0 | 0 | 1 | 0 | 0 | 0 | 0 | 0 | 0 | 0 | 0 | 0 | 0 | 0 | 0 | 0 | 0 | 0 | 0 | 0 | 0 | 0 | 0 | 0 | 0 | 0 | 0 | 0 | 0 | 0 | 0 | 0 | 0 | 0 | 0 | 0 | 0 | 0 | 0 | 0 | 0 | 0 | 0 | 0 | 0 | 0 | 0 | 0 | 0 | 0 | 0 | 0 | 0 | 1
| 55151 | 55151^GEN2 | 55151^2 | 0 | 0 | 0 | 0 | 0 | 0 | 0 | 0 | 0 | 1 | 0 | 0 | 0 | 0 | 0 | 0 | 0 | 0 | 0 | 0 | 0 | 0 | 0 | 0 | 0 | 0 | 0 | 0 | 0 | 0 | 0 | 0 | 0 | 0 | 0 | 0 | 0 | 0 | 0 | 0 | 0 | 0 | 0 | 0 | 0 | 0 | 0 | 0 | 0 | 0 | 0 | 0 | 0 | 0 | 0 | 0 | 0 | 0 | 0 | 0 | 1
| 55151 | 55151^GEN3 | 55151^3 | 0 | 0 | 0 | 0 | 0 | 0 | 0 | 0 | 0 | 1 | 0 | 0 | 0 | 0 | 0 | 0 | 0 | 0 | 0 | 0 | 0 | 0 | 0 | 0 | 0 | 0 | 0 | 0 | 0 | 0 | 0 | 0 | 0 | 0 | 0 | 0 | 0 | 0 | 0 | 0 | 0 | 0 | 0 | 0 | 0 | 0 | 0 | 0 | 0 | 0 | 0 | 0 | 0 | 0 | 0 | 0 | 0 | 0 | 0 | 0 | 1
| 55151 | 55151^GEN4 | 55151^4 | 0 | 0 | 0 | 0 | 0 | 0 | 0 | 0 | 0 | 1 | 0 | 0 | 0 | 0 | 0 | 0 | 0 | 0 | 0 | 0 | 0 | 0 | 0 | 0 | 0 | 0 | 0 | 0 | 0 | 0 | 0 | 0 | 0 | 0 | 0 | 0 | 0 | 0 | 0 | 0 | 0 | 0 | 0 | 0 | 0 | 0 | 0 | 0 | 0 | 0 | 0 | 0 | 0 | 0 | 0 | 0 | 0 | 0 | 0 | 0 | 1
auto_sheet4_key |  |  |  | 2015
manualBogenEdit | Plant.Code | Generator.ID | bogen | Unit.Code | bga.source | Net.Generation.mwh | Generator.ID.Total.Net.Generation.January | PlantLine.Total.Fuel.Heat.January | PlantLine.Total.Net.Generation.January | flagNG_no_FH_January | flagFH_no_NG_January | flagFuelHeat_January | Generator.ID.Total.Net.Generation.February | PlantLine.Total.Fuel.Heat.February | PlantLine.Total.Net.Generation.February | flagNG_no_FH_February | flagFH_no_NG_February | flagFuelHeat_February | Generator.ID.Total.Net.Generation.March | PlantLine.Total.Fuel.Heat.March | PlantLine.Total.Net.Generation.March | flagNG_no_FH_March | flagFH_no_NG_March | flagFuelHeat_March | Generator.ID.Total.Net.Generation.April | PlantLine.Total.Fuel.Heat.April | PlantLine.Total.Net.Generation.April | flagNG_no_FH_April | flagFH_no_NG_April | flagFuelHeat_April | Generator.ID.Total.Net.Generation.May | PlantLine.Total.Fuel.Heat.May | PlantLine.Total.Net.Generation.May | flagNG_no_FH_May | flagFH_no_NG_May | flagFuelHeat_May | Generator.ID.Total.Net.Generation.June | PlantLine.Total.Fuel.Heat.June | PlantLine.Total.Net.Generation.June | flagNG_no_FH_June | flagFH_no_NG_June | flagFuelHeat_June | Generator.ID.Total.Net.Generation.July | PlantLine.Total.Fuel.Heat.July | PlantLine.Total.Net.Generation.July | flagNG_no_FH_July | flagFH_no_NG_July | flagFuelHeat_July | Generator.ID.Total.Net.Generation.August | PlantLine.Total.Fuel.Heat.August | PlantLine.Total.Net.Generation.August | flagNG_no_FH_August | flagFH_no_NG_August | flagFuelHeat_August | Generator.ID.Total.Net.Generation.September | PlantLine.Total.Fuel.Heat.September | PlantLine.Total.Net.Generation.September | flagNG_no_FH_September | flagFH_no_NG_September | flagFuelHeat_September | Generator.ID.Total.Net.Generation.October | PlantLine.Total.Fuel.Heat.October | PlantLine.Total.Net.Generation.October | flagNG_no_FH_October | flagFH_no_NG_October | flagFuelHeat_October | Generator.ID.Total.Net.Generation.November | PlantLine.Total.Fuel.Heat.November | PlantLine.Total.Net.Generation.November | flagNG_no_FH_November | flagFH_no_NG_November | flagFuelHeat_November | Generator.ID.Total.Net.Generation.December | PlantLine.Total.Fuel.Heat.December | PlantLine.Total.Net.Generation.December | flagNG_no_FH_December | flagFH_no_NG_December | flagFuelHeat_December | missing.from.923 | orig_Generator.ID_923 | flagGenerator.ID_923 | orig_Generator.ID_860 | flagGenerator.ID_860 | flagGenerator.ID_assoc | orig_Generator.ID_assoc | missing.bf.923 | Reported.Prime.Mover_bf.923 | Reported.Prime.Mover_923 | Reported.Prime.Mover_860 | Reported.Fuel.Type.Code | Technology | Energy.Source.1 | Generator.Status | Orphan.Generator | unmapped_but_in_923 | unmapped | flag_Generator.Status | Generator.Retirement.Year | Generator.Retirement.Month | flag_GeneratorRetired | missingPlant.assoc | missingPlant.generator.data.860 | missingPlant.generation.data.923 | Reported.Prime.Mover_page1 | flag.ST.missing.bf.923 | flag.CACT.missingPair | flag_923bogenCTonly | flag.NGCC.badFuel | flag.ST.missing.bf.923.unmapped | flag_RPM | flag_floatingGen | flagNetGenWithoutFuelHeat | flagFuelHeatWithoutNetGen | flagFuelHeat | flag_STassoc_CT_CS_CA | flag_CSassociation | countFlags | YEAR | plant_gen | plant_gen.923 | plant_gen.860 | plant_gen_assoc | missing.generation.data | manualBogenEditFileName | manualBogenEditDateTime
0 | 55151 | GEN1 | 55151^1 | none | eia860.org | 1235226 | 181884 |  |  | 0 | 0 | 0 | 81788 |  |  | 0 | 0 | 0 | 79046 |  |  | 0 | 0 | 0 | 24483 |  |  | 0 | 0 | 0 | 12539 |  |  | 0 | 0 | 0 | 108166 |  |  | 0 | 0 | 0 | 150584 |  |  | 0 | 0 | 0 | 166841 |  |  | 0 | 0 | 0 | 159184 |  |  | 0 | 0 | 0 | 75047 |  |  | 0 | 0 | 0 | 79232 |  |  | 0 | 0 | 0 | 116432 |  |  | 0 | 0 | 0 | FALSE | GEN1 | removeChar | GEN1 | removeChar | removeChar | GEN1 | TRUE |  | CS | CS |  | Natural Gas Fired Combined Cycle | NG | OP | FALSE | FALSE | FALSE | 0 |  |  |  | FALSE | FALSE | FALSE |  | 0 | FALSE | FALSE | 0 | 0 |  | 0 | 0 | 0 | 0 | 0 | 0 | 3 | 2015 | 55151^GEN1 | 55151^GEN1 | 55151^GEN1 | 55151^GEN1 | FALSE
0 | 55151 | GEN2 | 55151^2 | none | eia860.org | 1432650 | 161267 |  |  | 0 | 0 | 0 | 39903 |  |  | 0 | 0 | 0 | 34439 |  |  | 0 | 0 | 0 | 50544 |  |  | 0 | 0 | 0 | 103654 |  |  | 0 | 0 | 0 | 149274 |  |  | 0 | 0 | 0 | 153669 |  |  | 0 | 0 | 0 | 157422 |  |  | 0 | 0 | 0 | 151496 |  |  | 0 | 0 | 0 | 150613 |  |  | 0 | 0 | 0 | 128382 |  |  | 0 | 0 | 0 | 151987 |  |  | 0 | 0 | 0 | FALSE | GEN2 | removeChar | GEN2 | removeChar | removeChar | GEN2 | TRUE |  | CS | CS |  | Natural Gas Fired Combined Cycle | NG | OP | FALSE | FALSE | FALSE | 0 |  |  |  | FALSE | FALSE | FALSE |  | 0 | FALSE | FALSE | 0 | 0 |  | 0 | 0 | 0 | 0 | 0 | 0 | 3 | 2015 | 55151^GEN2 | 55151^GEN2 | 55151^GEN2 | 55151^GEN2 | FALSE
0 | 55151 | GEN3 | 55151^3 | none | eia860.org | 1473225 | 147953 |  |  | 0 | 0 | 0 | 47610 |  |  | 0 | 0 | 0 | 118773 |  |  | 0 | 0 | 0 | 90415 |  |  | 0 | 0 | 0 | 83253 |  |  | 0 | 0 | 0 | 133789 |  |  | 0 | 0 | 0 | 151164 |  |  | 0 | 0 | 0 | 141523 |  |  | 0 | 0 | 0 | 152963 |  |  | 0 | 0 | 0 | 135870 |  |  | 0 | 0 | 0 | 127395 |  |  | 0 | 0 | 0 | 142517 |  |  | 0 | 0 | 0 | FALSE | GEN3 | removeChar | GEN3 | removeChar | removeChar | GEN3 | TRUE |  | CS | CS |  | Natural Gas Fired Combined Cycle | NG | OP | FALSE | FALSE | FALSE | 0 |  |  |  | FALSE | FALSE | FALSE |  | 0 | FALSE | FALSE | 0 | 0 |  | 0 | 0 | 0 | 0 | 0 | 0 | 3 | 2015 | 55151^GEN3 | 55151^GEN3 | 55151^GEN3 | 55151^GEN3 | FALSE
0 | 55151 | GEN4 | 55151^4 | none | eia860.org | 1201122 | 0 |  |  | 0 | 0 | 0 | 48086 |  |  | 0 | 0 | 0 | 36758 |  |  | 0 | 0 | 0 | 31592 |  |  | 0 | 0 | 0 | 104182 |  |  | 0 | 0 | 0 | 78964 |  |  | 0 | 0 | 0 | 141984 |  |  | 0 | 0 | 0 | 164937 |  |  | 0 | 0 | 0 | 163229 |  |  | 0 | 0 | 0 | 159563 |  |  | 0 | 0 | 0 | 160646 |  |  | 0 | 0 | 0 | 111181 |  |  | 0 | 0 | 0 | FALSE | GEN4 | removeChar | GEN4 | removeChar | removeChar | GEN4 | TRUE |  | CS | CS |  | Natural Gas Fired Combined Cycle | NG | OP | FALSE | FALSE | FALSE | 0 |  |  |  | FALSE | FALSE | FALSE |  | 0 | FALSE | FALSE | 0 | 0 |  | 0 | 0 | 0 | 0 | 0 | 0 | 3 | 2015 | 55151^GEN4 | 55151^GEN4 | 55151^GEN4 | 55151^GEN4 | FALSE
EIA_associationTable |  |  |  | 2015
| Utility.ID | Utility.Name | Plant.Code | Plant.Name | Boiler.ID | Generator.ID | Steam.Plant.Type
| 26853 | La Paloma Generating Co LLC | 55151 | La Paloma Generating LLC | HRSG1 | GEN1 | 3
| 26853 | La Paloma Generating Co LLC | 55151 | La Paloma Generating LLC | HRSG2 | GEN2 | 3
| 26853 | La Paloma Generating Co LLC | 55151 | La Paloma Generating LLC | HRSG3 | GEN3 | 3
| 26853 | La Paloma Generating Co LLC | 55151 | La Paloma Generating LLC | HRSG4 | GEN4 | 3
generator.data.860 |  |  |  | 2015
| Utility.ID | Utility.Name | Plant.Code | Plant.Name | State | County | Generator.ID | Technology | Prime.Mover | Unit.Code | Ownership | Duct.Burners | Can.Bypass.Heat.Recovery.Steam.Generator. | RTO.ISO.LMP.Node.Designation | RTO.ISO.Location.Designation.for.Reporting.Wholesale.Sales.Data.to.FERC | Nameplate.Capacity..MW. | Nameplate.Power.Factor | Summer.Capacity..MW. | Winter.Capacity..MW. | Minimum.Load..MW. | Uprate.or.Derate.Completed.During.Year | Month.Uprate.or.Derate.Completed | Year.Uprate.or.Derate.Completed | Status | Synchronized.to.Transmission.Grid | Operating.Month | Operating.Year | Planned.Retirement.Month | Planned.Retirement.Year | Associated.with.Combined.Heat.and.Power.System | Sector.Name | Sector | Topping.or.Bottoming | Energy.Source.1 | Energy.Source.2 | Energy.Source.3 | Energy.Source.4 | Energy.Source.5 | Energy.Source.6 | Startup.Source.1 | Startup.Source.2 | Startup.Source.3 | Startup.Source.4 | Solid.Fuel.Gasification.System. | Carbon.Capture.Technology. | Turbines..Inverters..or.Hydrokinetic.Buoys | Time.from.Cold.Shutdown.to.Full.Load | Fluidized.Bed.Technology. | Pulverized.Coal.Technology. | Stoker.Technology. | Other.Combustion.Technology. | Subcritical.Technology. | Supercritical.Technology. | Ultrasupercritical.Technology. | Planned.Net.Summer.Capacity.Uprate..MW. | Planned.Net.Winter.Capacity.Uprate..MW. | Planned.Uprate.Month | Planned.Uprate.Year | Planned.Net.Summer.Capacity.Derate..MW. | Planned.Net.Winter.Capacity.Derate..MW. | Planned.Derate.Month | Planned.Derate.Year | Planned.New.Prime.Mover | Planned.Energy.Source.1 | Planned.New.Nameplate.Capacity..MW. | Planned.Repower.Month | Planned.Repower.Year | Other.Planned.Modifications. | Other.Modifications.Month | Other.Modifications.Year | Cofire.Fuels. | Switch.Between.Oil.and.Natural.Gas.
| 26853 | La Paloma Generating Co LLC | 55151 | La Paloma Generating LLC | CA | Kern | GEN1 | Natural Gas Fired Combined Cycle | CS |  | W | N | X | POD_LAPLMA_2_UNIT 1-APND | POD_LAPLMA_2_UNIT 1-APND | 300 | 0.94 | 243.7 | 258.6 | 140 | N |  |  | OP | X | 1 | 2003 |  |  | N | IPP Non-CHP | 2 | X | NG | [9 empty] | N |  |  | 12H
| 26853 | La Paloma Generating Co LLC | 55151 | La Paloma Generating LLC | CA | Kern | GEN2 | Natural Gas Fired Combined Cycle | CS |  | W | N | X | POD_LAPLMA_2_UNIT 2-APND | POD_LAPLMA_2_UNIT 2-APND | 300 | 0.94 | 241.6 | 259.7 | 140 | N |  |  | OP | X | 3 | 2003 |  |  | N | IPP Non-CHP | 2 | X | NG | [9 empty] | N |  |  | 12H
| 26853 | La Paloma Generating Co LLC | 55151 | La Paloma Generating LLC | CA | Kern | GEN3 | Natural Gas Fired Combined Cycle | CS |  | W | N | X | POD_LAPLMA_2_UNIT 3-APND | POD_LAPLMA_2_UNIT 3-APND | 300 | 0.94 | 237.4 | 259.9 | 140 | N |  |  | OP | X | 1 | 2003 |  |  | N | IPP Non-CHP | 2 | X | NG | [9 empty] | N |  |  | 12H
| 26853 | La Paloma Generating Co LLC | 55151 | La Paloma Generating LLC | CA | Kern | GEN4 | Natural Gas Fired Combined Cycle | CS |  | W | N | X | POD_LAPLMA_2_UNIT 4-APND | POD_LAPLMA_2_UNIT 4-APND | 300 | 0.94 | 242.7 | 249.3 | 140 | N |  |  | OP | X | 3 | 2003 |  |  | N | IPP Non-CHP | 2 | X | NG | [9 empty] | N |  |  | 12H
retiredGenerators.860 |  |  |  | 2015
| Utility.ID | Utility.Name | Plant.Code | Plant.Name | State | County | Generator.ID | Technology | Prime.Mover | Unit.Code | Ownership | Duct.Burners | Can.Bypass.Heat.Recovery.Steam.Generator. | RTO.ISO.LMP.Node.Designation | RTO.ISO.Location.Designation.for.Reporting.Wholesale.Sales.Data.to.FERC | Nameplate.Capacity..MW. | Nameplate.Power.Factor | Summer.Capacity..MW. | Winter.Capacity..MW. | Minimum.Load..MW. | Uprate.or.Derate.Completed.During.Year | Month.Uprate.or.Derate.Completed | Year.Uprate.or.Derate.Completed | Status | Synchronized.to.Transmission.Grid | Operating.Month | Operating.Year | Retirement.Month | Retirement.Year | Associated.with.Combined.Heat.and.Power.System | Sector.Name | Sector | Topping.or.Bottoming | Energy.Source.1 | Energy.Source.2 | Energy.Source.3 | Energy.Source.4 | Energy.Source.5 | Energy.Source.6 | Startup.Source.1 | Startup.Source.2 | Startup.Source.3 | Startup.Source.4 | Solid.Fuel.Gasification.System. | Carbon.Capture.Technology. | Turbines..Inverters..or.Hydrokinetic.Buoys | Time.from.Cold.Shutdown.to.Full.Load | Fluidized.Bed.Technology. | Pulverized.Coal.Technology. | Stoker.Technology. | Other.Combustion.Technology. | Subcritical.Technology. | Supercritical.Technology. | Ultrasupercritical.Technology. | Cofire.Fuels. | Switch.Between.Oil.and.Natural.Gas.
Boiler_InfoDesign_Parameters.860 |  |  |  | 2015
| Utility.ID | Utility.Name | Plant.Code | Plant.Name | State | Boiler.ID | Boiler.Status | Type.of.Boiler | Inservice.Month | Inservice.Year | Retirement.Month | Retirement.Year | Firing.Type.1 | Firing.Type.2 | Firing.Type.3 | Max.Steam.Flow..Thousand.Pounds.per.Hour. | Firing.Rate.Using.Coal..0.1.Tons.per.Hour. | Firing.Rate.Using.Petroleum..0.1.Barrels.per.Hour. | Firing.Rate.Using.Gas..0.1.MCF.per.Hour. | Firing.Rate.Using.Other.Fuels | Waste.Heat.Input..Million.BTU.per.Hour. | Primary.Fuel.1 | Primary.Fuel.2 | Primary.Fuel.3 | Primary.Fuel.4 | Turndown.Ratio | Efficiency.100..Load | Efficiency.50..Load | Air.Flow.100..Load..Cubic.Feet.per.Minute. | Wet.Dry.Bottom | Fly.Ash.Reinjection | Steam.Plant.Type | missingData
| 26853 | La Paloma Generating Co LLC | 55151 | La Paloma Generating LLC | CA | HRSG1 | OP |  | 1 | 2003 | [21 empty] | 3 | 2
| 26853 | La Paloma Generating Co LLC | 55151 | La Paloma Generating LLC | CA | HRSG2 | OP |  | 1 | 2003 | [21 empty] | 3 | 2
| 26853 | La Paloma Generating Co LLC | 55151 | La Paloma Generating LLC | CA | HRSG3 | OP |  | 3 | 2003 | [21 empty] | 3 | 2
| 26853 | La Paloma Generating Co LLC | 55151 | La Paloma Generating LLC | CA | HRSG4 | OP |  | 3 | 2003 | [21 empty] | 3 | 2
boilerFuelData_923 |  |  |  | 2015
| Plant.Code | Combined.Heat.And..Power.Plant | Plant.Name | Operator.Name | Operator.Id | Plant.State | Census.Region | NERC.Region | NAICS.Code | Sector.Number | Sector.Name | Boiler.ID | Reported.Prime.Mover | Reported.Fuel.Type.Code | Physical.Unit.Label | Quantity.Of.Fuel.Consumed.January | Quantity.Of.Fuel.Consumed.February | Quantity.Of.Fuel.Consumed.March | Quantity.Of.Fuel.Consumed.April | Quantity.Of.Fuel.Consumed.May | Quantity.Of.Fuel.Consumed.June | Quantity.Of.Fuel.Consumed.July | Quantity.Of.Fuel.Consumed.August | Quantity.Of.Fuel.Consumed.September | Quantity.Of.Fuel.Consumed.October | Quantity.Of.Fuel.Consumed.November | Quantity.Of.Fuel.Consumed.December | MMbtu.Per.Unit.January | MMbtu.Per.Unit.February | MMbtu.Per.Unit.March | MMbtu.Per.Unit.April | MMbtu.Per.Unit.May | MMbtu.Per.Unit.June | MMbtu.Per.Unit.July | MMbtu.Per.Unit.August | MMbtu.Per.Unit.September | MMbtu.Per.Unit.October | MMbtu.Per.Unit.November | MMbtu.Per.Unit.December | Sulfur.Content.January | Sulfur.Content.February | Sulfur.Content.March | Sulfur.Content.April | Sulfur.Content.May | Sulfur.Content.June | Sulfur.Content.July | Sulfur.Content.August | Sulfur.Content.September | Sulfur.Content.October | Sulfur.Content.November | Sulfur.Content.December | Ash.Content.January | Ash.Content.February | Ash.Content.March | Ash.Content.April | Ash.Content.May | Ash.Content.June | Ash.Content.July | Ash.Content.August | Ash.Content.September | Ash.Content.October | Ash.Content.November | Ash.Content.December | Total.Fuel.Consumption.Quantity | YEAR | missingData
| 55151 | N | La Paloma Generating LLC | La Paloma Generating Co LLC | 26853 | CA | PACC | WECC | 22 | 2 | NAICS-22 Non-Cogen | GEN1 | CS | NG | Mcf | 1232572 | 453089 | 540825 | 172331 | 86838 | 755864 | 1048424 | 1144199 | 1122888 | 516857 | 554372 | 807977 | 1.042 | 1.043 | 1.043 | 1.043 | 1.042 | 1.043 | 1.043 | 1.043 | 1.043 | 1.041 | 1.042 | 1.041 | 0 | 0 | 0 | 0 | 0 | 0 | 0 | 0 | 0 | 0 | 0 | 0 | 0 | 0 | 0 | 0 | 0 | 0 | 0 | 0 | 0 | 0 | 0 | 0 | 8436236 | 2015 | 0
| 55151 | N | La Paloma Generating LLC | La Paloma Generating Co LLC | 26853 | CA | PACC | WECC | 22 | 2 | NAICS-22 Non-Cogen | GEN2 | CS | NG | Mcf | 1111162 | 286208 | 236081 | 358163 | 714241 | 1039902 | 1071062 | 1091741 | 1065310 | 1039450 | 895297 | 1053856 | 1.042 | 1.043 | 1.043 | 1.043 | 1.042 | 1.043 | 1.043 | 1.043 | 1.043 | 1.041 | 1.042 | 1.041 | 0 | 0 | 0 | 0 | 0 | 0 | 0 | 0 | 0 | 0 | 0 | 0 | 0 | 0 | 0 | 0 | 0 | 0 | 0 | 0 | 0 | 0 | 0 | 0 | 9962473 | 2015 | 0
| 55151 | N | La Paloma Generating LLC | La Paloma Generating Co LLC | 26853 | CA | PACC | WECC | 22 | 2 | NAICS-22 Non-Cogen | GEN3 | CS | NG | Mcf | 1050242 | 391688 | 825710 | 642348 | 576460 | 934403 | 1057038 | 986570 | 1066387 | 956681 | 908598 | 999071 | 1.042 | 1.043 | 1.043 | 1.043 | 1.042 | 1.043 | 1.043 | 1.043 | 1.043 | 1.041 | 1.042 | 1.041 | 0 | 0 | 0 | 0 | 0 | 0 | 0 | 0 | 0 | 0 | 0 | 0 | 0 | 0 | 0 | 0 | 0 | 0 | 0 | 0 | 0 | 0 | 0 | 0 | 10395196 | 2015 | 0
| 55151 | N | La Paloma Generating LLC | La Paloma Generating Co LLC | 26853 | CA | PACC | WECC | 22 | 2 | NAICS-22 Non-Cogen | GEN4 | CS | NG | Mcf | 0 | 399167 | 252972 | 231473 | 737500 | 575614 | 1017937 | 1175425 | 1117953 | 1131659 | 1150267 | 797716 | 0 | 1.043 | 1.043 | 1.043 | 1.042 | 1.043 | 1.043 | 1.043 | 1.043 | 1.041 | 1.042 | 1.041 | 0 | 0 | 0 | 0 | 0 | 0 | 0 | 0 | 0 | 0 | 0 | 0 | 0 | 0 | 0 | 0 | 0 | 0 | 0 | 0 | 0 | 0 | 0 | 0 | 8587683 | 2015 | 0
generation.data.923 |  |  |  | 2015
| Plant.Code | Combined.Heat.And.Power.Plant | Plant.Name | Operator.Name | Operator.Id | Plant.State | Census.Region | NERC.Region | NAICS.Code | Sector.Number | Sector.Name | Generator.ID | Reported.Prime.Mover | Net.Generation.January | Net.Generation.February | Net.Generation.March | Net.Generation.April | Net.Generation.May | Net.Generation.June | Net.Generation.July | Net.Generation.August | Net.Generation.September | Net.Generation.October | Net.Generation.November | Net.Generation.December | Net.Generation.Year.To.Date | YEAR | missingData
| 55151 | N | La Paloma Generating LLC | La Paloma Generating Co LLC | 26853 | CA | PACC | WECC | 22 | 2 | NAICS-22 Non-Cogen | GEN3 | CS | 147953 | 47610 | 118773 | 90415 | 83253 | 133789 | 151164 | 141523 | 152963 | 135870 | 127395 | 142517 | 1473225 | 2015 | 0
| 55151 | N | La Paloma Generating LLC | La Paloma Generating Co LLC | 26853 | CA | PACC | WECC | 22 | 2 | NAICS-22 Non-Cogen | GEN4 | CS | 0 | 48086 | 36758 | 31592 | 104182 | 78964 | 141984 | 164937 | 163229 | 159563 | 160646 | 111181 | 1201122 | 2015 | 0
| 55151 | N | La Paloma Generating LLC | La Paloma Generating Co LLC | 26853 | CA | PACC | WECC | 22 | 2 | NAICS-22 Non-Cogen | GEN2 | CS | 161267 | 39903 | 34439 | 50544 | 103654 | 149274 | 153669 | 157422 | 151496 | 150613 | 128382 | 151987 | 1432650 | 2015 | 0
| 55151 | N | La Paloma Generating LLC | La Paloma Generating Co LLC | 26853 | CA | PACC | WECC | 22 | 2 | NAICS-22 Non-Cogen | GEN1 | CS | 181884 | 81788 | 79046 | 24483 | 12539 | 108166 | 150584 | 166841 | 159184 | 75047 | 79232 | 116432 | 1235226 | 2015 | 0
page1GenFuelData.923 |  |  |  | 2015
| Plant.Code | Combined.Heat.And.Power.Plant | Nuclear.Unit.Id | Plant.Name | Operator.Name | Operator.Id | Plant.State | Census.Region | NERC.Region | Reserved | NAICS.Code | EIA.Sector.Number | Sector.Name | Reported.Prime.Mover | Reported.Fuel.Type.Code | AER.Fuel.Type.Code | Reserved.1 | Reserved.2 | Physical.Unit.Label | Quantity.January | Quantity.February | Quantity.March | Quantity.April | Quantity.May | Quantity.June | Quantity.July | Quantity.August | Quantity.September | Quantity.October | Quantity.November | Quantity.December | Elec_Quantity.January | Elec_Quantity.February | Elec_Quantity.March | Elec_Quantity.April | Elec_Quantity.May | Elec_Quantity.June | Elec_Quantity.July | Elec_Quantity.August | Elec_Quantity.September | Elec_Quantity.October | Elec_Quantity.November | Elec_Quantity.December | MMBtuPer_Unit.January | MMBtuPer_Unit.February | MMBtuPer_Unit.March | MMBtuPer_Unit.April | MMBtuPer_Unit.May | MMBtuPer_Unit.June | MMBtuPer_Unit.July | MMBtuPer_Unit.August | MMBtuPer_Unit.September | MMBtuPer_Unit.October | MMBtuPer_Unit.November | MMBtuPer_Unit.December | Tot_MMBtu.January | Tot_MMBtu.February | Tot_MMBtu.March | Tot_MMBtu.April | Tot_MMBtu.May | Tot_MMBtu.June | Tot_MMBtu.July | Tot_MMBtu.August | Tot_MMBtu.September | Tot_MMBtu.October | Tot_MMBtu.November | Tot_MMBtu.December | Elec_MMBtu.January | Elec_MMBtu.February | Elec_MMBtu.March | Elec_MMBtu.April | Elec_MMBtu.May | Elec_MMBtu.June | Elec_MMBtu.July | Elec_MMBtu.August | Elec_MMBtu.September | Elec_MMBtu.October | Elec_MMBtu.November | Elec_MMBtu.December | Netgen.January | Netgen.February | Netgen.March | Netgen.April | Netgen.May | Netgen.June | Netgen.July | Netgen.August | Netgen.September | Netgen.October | Netgen.November | Netgen.December | Total.Fuel.Consumption.Quantity | Electric.Fuel.Consumption.Quantity | Total.Fuel.Consumption.MMBtu | Elec.Fuel.Consumption.MMBtu | Net.Generation..Megawatthours. | YEAR | missingData
| 55151 | N | . | La Paloma Generating LLC | La Paloma Generating Co LLC | 26853 | CA | PACC | WECC |  | 22 | 2 | NAICS-22 Non-Cogen | CS | NG | NG |  |  | mcf | 3393976 | 1530152 | 1855588 | 1404315 | 2115039 | 3305783 | 4194461 | 4397935 | 4372538 | 3644647 | 3508534 | 3658620 | 3393976 | 1530152 | 1855588 | 1404315 | 2115039 | 3305783 | 4194461 | 4397935 | 4372538 | 3644647 | 3508534 | 3658620 | 1.042 | 1.043 | 1.043 | 1.043 | 1.042 | 1.043 | 1.043 | 1.043 | 1.043 | 1.041 | 1.042 | 1.041 | 3536523 | 1595949 | 1935378 | 1464701 | 2203871 | 3447932 | 4374823 | 4587046 | 4560557 | 3794078 | 3655892 | 3808623 | 3536523 | 1595949 | 1935378 | 1464701 | 2203871 | 3447932 | 4374823 | 4587046 | 4560557 | 3794078 | 3655892 | 3808623 | 491104 | 217387 | 269016 | 197034 | 303628 | 470193 | 597401 | 630723 | 626872 | 521093 | 495655 | 522117 | 37381588 | 37381588 | 38965373 | 38965373 | 5342223 | 2015 | 0
FuelHeatByLine |  |  |  | 2015
| Plant.Code | Boiler.ID | bogen | Reported.Prime.Mover_bf.923 | Reported.Fuel.Type.Code | Fuel.Heat.January | Fuel.Heat.February | Fuel.Heat.March | Fuel.Heat.April | Fuel.Heat.May | Fuel.Heat.June | Fuel.Heat.July | Fuel.Heat.August | Fuel.Heat.September | Fuel.Heat.October | Fuel.Heat.November | Fuel.Heat.December | YEAR
| 55151 | GEN1 | 55151^1 | CS | NG | 1284340.024 | 472571.827 | 564080.475 | 179741.233 | 90485.196 | 788366.152 | 1093506.232 | 1193399.557 | 1171172.184 | 538048.137 | 577655.624 | 841104.057 | 2015
| 55151 | GEN2 | 55151^2 | CS | NG | 1157830.804 | 298514.944 | 246232.483 | 373564.009 | 744239.122 | 1084617.786 | 1117117.666 | 1138685.863 | 1111118.33 | 1082067.45 | 932899.474 | 1097064.096 | 2015
| 55151 | GEN3 | 55151^3 | CS | NG | 1094352.164 | 408530.584 | 861215.53 | 669968.964 | 600671.32 | 974582.329 | 1102490.634 | 1028992.51 | 1112241.641 | 995904.921 | 946759.116 | 1040032.911 | 2015
| 55151 | GEN4 | 55151^4 | CS | NG | 0 | 416331.181 | 263849.796 | 241426.339 | 768475 | 600365.402 | 1061708.291 | 1225968.275 | 1166024.979 | 1178057.019 | 1198578.214 | 830422.356 | 2015
NetGenByLine |  |  |  | 2015
| Plant.Code | Generator.ID | bogen | Reported.Prime.Mover | Net.Generation.Year.To.Date | Net.Generation.January | Net.Generation.February | Net.Generation.March | Net.Generation.April | Net.Generation.May | Net.Generation.June | Net.Generation.July | Net.Generation.August | Net.Generation.September | Net.Generation.October | Net.Generation.November | Net.Generation.December | YEAR
| 55151 | GEN1 | 55151^1 | CS | 1235226 | 181884 | 81788 | 79046 | 24483 | 12539 | 108166 | 150584 | 166841 | 159184 | 75047 | 79232 | 116432 | 2015
| 55151 | GEN2 | 55151^2 | CS | 1432650 | 161267 | 39903 | 34439 | 50544 | 103654 | 149274 | 153669 | 157422 | 151496 | 150613 | 128382 | 151987 | 2015
| 55151 | GEN3 | 55151^3 | CS | 1473225 | 147953 | 47610 | 118773 | 90415 | 83253 | 133789 | 151164 | 141523 | 152963 | 135870 | 127395 | 142517 | 2015
| 55151 | GEN4 | 55151^4 | CS | 1201122 | 0 | 48086 | 36758 | 31592 | 104182 | 78964 | 141984 | 164937 | 163229 | 159563 | 160646 | 111181 | 2015
FuelHeatByBoilerID |  |  |  | 2015
| Plant.Code | Boiler.ID | bogen | Reported.Prime.Mover_bf.923 | flagFuelHeat | Boiler.ID.Total.Fuel.Heat.January | Boiler.ID.Total.Fuel.Heat.February | Boiler.ID.Total.Fuel.Heat.March | Boiler.ID.Total.Fuel.Heat.April | Boiler.ID.Total.Fuel.Heat.May | Boiler.ID.Total.Fuel.Heat.June | Boiler.ID.Total.Fuel.Heat.July | Boiler.ID.Total.Fuel.Heat.August | Boiler.ID.Total.Fuel.Heat.September | Boiler.ID.Total.Fuel.Heat.October | Boiler.ID.Total.Fuel.Heat.November | Boiler.ID.Total.Fuel.Heat.December | YEAR
| 55151 | GEN1 | 55151^1 | CS | 0 | 1284340.024 | 472571.827 | 564080.475 | 179741.233 | 90485.196 | 788366.152 | 1093506.232 | 1193399.557 | 1171172.184 | 538048.137 | 577655.624 | 841104.057 | 2015
| 55151 | GEN2 | 55151^2 | CS | 0 | 1157830.804 | 298514.944 | 246232.483 | 373564.009 | 744239.122 | 1084617.786 | 1117117.666 | 1138685.863 | 1111118.33 | 1082067.45 | 932899.474 | 1097064.096 | 2015
| 55151 | GEN3 | 55151^3 | CS | 0 | 1094352.164 | 408530.584 | 861215.53 | 669968.964 | 600671.32 | 974582.329 | 1102490.634 | 1028992.51 | 1112241.641 | 995904.921 | 946759.116 | 1040032.911 | 2015
| 55151 | GEN4 | 55151^4 | CS | 0 | 0 | 416331.181 | 263849.796 | 241426.339 | 768475 | 600365.402 | 1061708.291 | 1225968.275 | 1166024.979 | 1178057.019 | 1198578.214 | 830422.356 | 2015
NetGenByGeneratorID |  |  |  | 2015
| Plant.Code | Generator.ID | bogen | Reported.Prime.Mover_923 | Net.Generation.mwh | Generator.ID.Total.Net.Generation.January | Generator.ID.Total.Net.Generation.February | Generator.ID.Total.Net.Generation.March | Generator.ID.Total.Net.Generation.April | Generator.ID.Total.Net.Generation.May | Generator.ID.Total.Net.Generation.June | Generator.ID.Total.Net.Generation.July | Generator.ID.Total.Net.Generation.August | Generator.ID.Total.Net.Generation.September | Generator.ID.Total.Net.Generation.October | Generator.ID.Total.Net.Generation.November | Generator.ID.Total.Net.Generation.December | YEAR
| 55151 | GEN1 | 55151^1 | CS | 1235226 | 181884 | 81788 | 79046 | 24483 | 12539 | 108166 | 150584 | 166841 | 159184 | 75047 | 79232 | 116432 | 2015
| 55151 | GEN2 | 55151^2 | CS | 1432650 | 161267 | 39903 | 34439 | 50544 | 103654 | 149274 | 153669 | 157422 | 151496 | 150613 | 128382 | 151987 | 2015
| 55151 | GEN3 | 55151^3 | CS | 1473225 | 147953 | 47610 | 118773 | 90415 | 83253 | 133789 | 151164 | 141523 | 152963 | 135870 | 127395 | 142517 | 2015
| 55151 | GEN4 | 55151^4 | CS | 1201122 | 0 | 48086 | 36758 | 31592 | 104182 | 78964 | 141984 | 164937 | 163229 | 159563 | 160646 | 111181 | 2015
FuelHeatByBogen |  |  |  | 2015
| Plant.Code | blankCol | bogen | Reported.Prime.Mover_bf.923 | flagFuelHeat | Bogen.Total.Fuel.Heat.January | Bogen.Total.Fuel.Heat.February | Bogen.Total.Fuel.Heat.March | Bogen.Total.Fuel.Heat.April | Bogen.Total.Fuel.Heat.May | Bogen.Total.Fuel.Heat.June | Bogen.Total.Fuel.Heat.July | Bogen.Total.Fuel.Heat.August | Bogen.Total.Fuel.Heat.September | Bogen.Total.Fuel.Heat.October | Bogen.Total.Fuel.Heat.November | Bogen.Total.Fuel.Heat.December | YEAR
| 55151 |  | 55151^1 | CS | 0 | 1284340.024 | 472571.827 | 564080.475 | 179741.233 | 90485.196 | 788366.152 | 1093506.232 | 1193399.557 | 1171172.184 | 538048.137 | 577655.624 | 841104.057 | 2015
| 55151 |  | 55151^2 | CS | 0 | 1157830.804 | 298514.944 | 246232.483 | 373564.009 | 744239.122 | 1084617.786 | 1117117.666 | 1138685.863 | 1111118.33 | 1082067.45 | 932899.474 | 1097064.096 | 2015
| 55151 |  | 55151^3 | CS | 0 | 1094352.164 | 408530.584 | 861215.53 | 669968.964 | 600671.32 | 974582.329 | 1102490.634 | 1028992.51 | 1112241.641 | 995904.921 | 946759.116 | 1040032.911 | 2015
| 55151 |  | 55151^4 | CS | 0 | 0 | 416331.181 | 263849.796 | 241426.339 | 768475 | 600365.402 | 1061708.291 | 1225968.275 | 1166024.979 | 1178057.019 | 1198578.214 | 830422.356 | 2015
NetGenByBogen |  |  |  | 2015
| Plant.Code | blankCol | bogen | Reported.Prime.Mover_923 | Net.Generation.mwh | Bogen.Total.Net.Generation.January | Bogen.Total.Net.Generation.February | Bogen.Total.Net.Generation.March | Bogen.Total.Net.Generation.April | Bogen.Total.Net.Generation.May | Bogen.Total.Net.Generation.June | Bogen.Total.Net.Generation.July | Bogen.Total.Net.Generation.August | Bogen.Total.Net.Generation.September | Bogen.Total.Net.Generation.October | Bogen.Total.Net.Generation.November | Bogen.Total.Net.Generation.December | YEAR
| 55151 |  | 55151^1 | CS | 1235226 | 181884 | 81788 | 79046 | 24483 | 12539 | 108166 | 150584 | 166841 | 159184 | 75047 | 79232 | 116432 | 2015
| 55151 |  | 55151^2 | CS | 1432650 | 161267 | 39903 | 34439 | 50544 | 103654 | 149274 | 153669 | 157422 | 151496 | 150613 | 128382 | 151987 | 2015
| 55151 |  | 55151^3 | CS | 1473225 | 147953 | 47610 | 118773 | 90415 | 83253 | 133789 | 151164 | 141523 | 152963 | 135870 | 127395 | 142517 | 2015
| 55151 |  | 55151^4 | CS | 1201122 | 0 | 48086 | 36758 | 31592 | 104182 | 78964 | 141984 | 164937 | 163229 | 159563 | 160646 | 111181 | 2015
ThermalEfficiencyByBogen |  |  |  | 2015
| Plant.Code | blankCol | bogen | Reported.Prime.Mover_923 | Net.Generation.mwh | ThermalEfficiency.January | ThermalEfficiency.February | ThermalEfficiency.March | ThermalEfficiency.April | ThermalEfficiency.May | ThermalEfficiency.June | ThermalEfficiency.July | ThermalEfficiency.August | ThermalEfficiency.September | ThermalEfficiency.October | ThermalEfficiency.November | ThermalEfficiency.December | YEAR
| 55151 |  | 55151^1 | CS | 1235226 | 0.48322 | 0.59054 | 0.47815 | 0.46478 | 0.47284 | 0.46815 | 0.46988 | 0.47703 | 0.46377 | 0.47593 | 0.46801 | 0.47233 | 2015
| 55151 |  | 55151^2 | CS | 1432650 | 0.47526 | 0.45611 | 0.47723 | 0.46167 | 0.47523 | 0.46961 | 0.46937 | 0.47172 | 0.46523 | 0.47494 | 0.46957 | 0.47272 | 2015
| 55151 |  | 55151^3 | CS | 1473225 | 0.46131 | 0.39765 | 0.47058 | 0.46048 | 0.47292 | 0.46841 | 0.46784 | 0.46929 | 0.46926 | 0.46551 | 0.45913 | 0.46757 | 2015
| 55151 |  | 55151^4 | CS | 1201122 | 0 | 0.3941 | 0.47536 | 0.4465 | 0.46258 | 0.44879 | 0.45631 | 0.45906 | 0.47766 | 0.46216 | 0.45733 | 0.45683 | 2015