## PlantList
PlantList | 2015
96 |  | FileComment
693 |  | All Plants flagged with manualFlags Recent updates include
1270 |  | using Page1 data for decembrists and manualFlag applied for NGCC
1394 |  | plants with 'bad fuel types'
1880
2059 | can't model, see AssociationQuestions
2465
3686
7242
10168
50002
50099
50243
50921
50993
54579
55090
55217
56309 | can't model, see AssociationQuestions
58870 | can't model, see AssociationQuestions

## ColumnLegend_metafile
FlagColumn | Description | removeAutomatically | flagManual
missing.from.923 | missing from BOTH generation.data.923 AND boilerFuelData.923
Generator.Status | OA, OS, or RE
Orphan.Generator | Missing Boiler.ID AND NetGeneration.mwh>0
unmapped_but_in_923 | Missing Boiler.ID AND NOT missing.from.923 AND NetGeneration.mwh=0
unmapped | Missing Boiler.ID after string_assn and unit_connection attempted
Orphan.Boiler | Missing from Association Table, If Prime.Mover="CS" assign Boiler.ID to Generator.ID
Boiler.Status | OA, OS, or RE
Boiler.ID.NotIn.Assoc | Boiler.ID.Not.Association table
missingPlant.assoc | Entire Plant missing from Association table
missingPlant.generator.data.860 | Entire Plant missing from generator.data.860
missingPlant.boilerDesignData.860 | Entire Plant missing from boilerDesignData.860
missingPlant.generation.data.923 | Entire.Plant missing from generation.data.923
missingPlant.boilerFuelData.923 | Entire.Plant missing from boilerFuelData.923
flag.CACT.missingPair | Bogen has Prime Mover CT without CA or vice versa
missing.bf.923 | Boiler.ID missing from boilerFuelData.923
missing.generation.data | Generator.ID missing from generation.data
flag.ST.missing.bf.923 | PrimeMover "ST" and missing from boilerFuelData.923
flag.ST.missing.bf.923.unmapped | PrimeMover "ST" and missing from boilerFuelData.923 AND (Boiler.ID not in association table OR >1 bogen for Plant)
flag_RPM | Inconsistent Prime.Movers among input tables
flag_floatingGen | Floating Generator, diagonal match Plants
flag_BoilerRetired | Boiler Retirement.Year < current analysis year
flag_Boiler.Status | Boiler.Status OS or OA and missing.bf.923 TRUE
flag_GeneratorRetired | Generator Retirement.Year < current analysis year
flag_Generator.Status | Generator Status OS or OA and missing from generation.data.923 OR Generator Status OS or OA and Net.Generation.mwh==0
flag_923bogenCTonly | If Reported.Prime.Movers from 923 are CT ONLY for individual bogen
flagFuelHeat | If feul heat summed by line is different in any month from fuel heat summed by bogen
flag_STassoc_CT_CS_CA | If ST associated with CT,CS,CA in any Reported.Prime.Mover column
flag_CSassociation | CS bogen associated with any other Reported.Prime.Mover
flagNetGenWithoutFuelHeat | count of months where NetGen>0 and FuelHeat<=0 by Plant
flagFuelHeatWithoutNetGen | count of months where NetGen<0 and FuelHeat>0 by Bogen
flag.NGCC.badFuel | NGCC plant with Reported.Fuel.Type.Code in badFuels<-c("BIT","AB","ANT","GEO","LIG","MSB","MSN","OBS","PC","PUR","RC", "SGC","SGP","SLW","SUB","TDF","WAT","WC","WDS","WH","WND")
flagFH_no_NG_(month) | summed at the Bogen level for a given month, NetGen<0 and FuelHeat>0
flagNG_no_FH_(month) | summed at the Plant level for a given month, NetGen>0 and FuelHeat<=0
flagFuelHeat_(month) | for a given month, fuel heat summed by line is different from fuel heat summed by bogen
countFlags | sum of Flags by Generator
UncountedFlags | Description
flagGenerator.ID_923 | removeChar if Generator.ID in generation.data.923 had characters or 0's removed, removeSpace if Generator.ID in generation.data.923 had space removed, NA if Generator.ID NOT altered
flagGenerator.ID_860 | removeChar if Generator.ID in generator.data.860 had characters or 0's removed, removeSpace if Generator.ID in generator.data.860 had space removed, NA if Generator.ID NOT altered
flagGenerator.ID_assoc | removeChar if Generator.ID in Boiler/Generator Association table had characters or 0's removed, removeSpace if Generator.ID in Boiler/Generator Association table had space removed, NA if Generator.ID NOT altered
flagBoiler.ID_assoc | removeChar if Boiler.ID in Boiler/Generator Association table had characters or 0's removed, removeSpace if Boiler.ID in Boiler/Generator Association table had space removed, NA if Boiler.ID NOT altered
flagBoiler.ID_bf.923 | removeChar if Boiler.ID in boilerFuelData.923 had characters or 0's removed, removeSpace if Boiler.ID in boilerFuelData.923 had space removed, NA if Boiler.ID NOT altered
bga.source | eia860.org if data present in generator.data.860 AND Boiler/Generator Association table, string_assn if Boiler.ID from BoilerFuelData.923 NOT in Boiler/Generator Association table BUT DOES MATCH a Generator.ID, unit_connection if Boiler.ID filled using Unit.Codes, fillWithGenID if nothing else could fill the missing Boiler.ID and the Boiler.ID was assigned the Generator.ID

## 96
2015 | Plant.Code | orig_sheet3_key | auto_sheet3_flags | auto_sheet3_key | orig_sheet4_key | auto_sheet4_flags | auto_sheet4_key | EIA_associationTable | generator.data.860 | retiredGenerators.860 | Boiler_InfoDesign_Parameters.860 | boilerFuelData_923 | generation.data.923 | page1GenFuelData.923 | FuelHeatByLine | NetGenByLine | FuelHeatByBoilerID | NetGenByGeneratorID | FuelHeatByBogen | NetGenByBogen | ThermalEfficiencyByBogen
#Rows | 96 | 3 | 3 | 3 | 3 | 3 | 3 | 1 | 6 | 1 | 1 | 3 | 3 | 3 | 3 | 3 | 3 | 3 | 2 | 3 | 3
orig_sheet3_key |  | 2015
| plant_bo | bogen | Plant.Code
| 96^6 | 96^1 | 96
| 96^7 | 96^1 | 96
| 96^8 | 96^1 | 96
auto_sheet3_flags |  | 2015
| Plant.Code | plant_bo | bogen | missing.from.923 | unmapped_but_in_923 | unmapped | Orphan.Boiler | Boiler.Status | Boiler.ID.NotIn.Assoc | missingPlant.assoc | missingPlant.boilerDesignData.860 | missingPlant.generation.data.923 | missingPlant.boilerFuelData.923 | flag.CACT.missingPair | missing.bf.923 | flag.ST.missing.bf.923 | flag.ST.missing.bf.923.unmapped | flag_RPM | flag_floatingGen | flag_BoilerRetired | flag_Boiler.Status | flag_923bogenCTonly | flagFuelHeat | flag_STassoc_CT_CS_CA | flag_CSassociation | flagFH_no_NG_January | flagNG_no_FH_January | flagFuelHeat_January | flagFH_no_NG_February | flagNG_no_FH_February | flagFuelHeat_February | flagFH_no_NG_March | flagNG_no_FH_March | flagFuelHeat_March | flagFH_no_NG_April | flagNG_no_FH_April | flagFuelHeat_April | flagFH_no_NG_May | flagNG_no_FH_May | flagFuelHeat_May | flagFH_no_NG_June | flagNG_no_FH_June | flagFuelHeat_June | flagFH_no_NG_July | flagNG_no_FH_July | flagFuelHeat_July | flagFH_no_NG_August | flagNG_no_FH_August | flagFuelHeat_August | flagFH_no_NG_September | flagNG_no_FH_September | flagFuelHeat_September | flagFH_no_NG_October | flagNG_no_FH_October | flagFuelHeat_October | flagFH_no_NG_November | flagNG_no_FH_November | flagFuelHeat_November | flagFH_no_NG_December | flagNG_no_FH_December | flagFuelHeat_December | flag_ManualPlant | flag_MisMatch
| 96 | 96^6 | 96^5 | 0 | 0 | 0 | 0 | 0 | 1 | 0 | 0 | 0 | 0 | 1 | 0 | 0 | 0 | 1 | 0 | 0 | 0 | 0 | 0 | 0 | 0 | 0 | 0 | 0 | 0 | 0 | 0 | 0 | 0 | 0 | 0 | 0 | 0 | 0 | 0 | 0 | 0 | 0 | 0 | 0 | 0 | 0 | 0 | 0 | 0 | 0 | 0 | 0 | 0 | 0 | 0 | 0 | 0 | 0 | 0 | 0 | 0 | 1 | 0
| 96 | 96^7 | 96^5 | 0 | 0 | 0 | 0 | 0 | 1 | 0 | 0 | 0 | 0 | 1 | 0 | 0 | 0 | 1 | 0 | 0 | 0 | 0 | 0 | 0 | 0 | 0 | 0 | 0 | 0 | 0 | 0 | 0 | 0 | 0 | 0 | 0 | 0 | 0 | 0 | 0 | 0 | 0 | 0 | 0 | 0 | 0 | 0 | 0 | 0 | 0 | 0 | 0 | 0 | 0 | 0 | 0 | 0 | 0 | 0 | 0 | 0 | 1 | 0
| 96 | 96^8 | 96^6 | 0 | 0 | 0 | 0 | 1 | 0 | 0 | 0 | 0 | 0 | 1 | 0 | 0 | 0 | 0 | 0 | 0 | 0 | 0 | 0 | 0 | 0 | 0 | 0 | 0 | 0 | 0 | 0 | 0 | 0 | 0 | 0 | 0 | 0 | 0 | 0 | 0 | 0 | 0 | 0 | 0 | 0 | 0 | 0 | 0 | 0 | 0 | 0 | 0 | 0 | 0 | 0 | 0 | 0 | 0 | 0 | 0 | 0 | 1 | 0
auto_sheet3_key |  | 2015
manualEdit | Plant.Code | bogen | Boiler.ID | Unit.Code | bga.source | Boiler.ID.Total.Fuel.Heat.January | PlantLine.Total.Fuel.Heat.January | flagNG_no_FH_January | flagFH_no_NG_January | flagFuelHeat_January | Boiler.ID.Total.Fuel.Heat.February | PlantLine.Total.Fuel.Heat.February | flagNG_no_FH_February | flagFH_no_NG_February | flagFuelHeat_February | Boiler.ID.Total.Fuel.Heat.March | PlantLine.Total.Fuel.Heat.March | flagNG_no_FH_March | flagFH_no_NG_March | flagFuelHeat_March | Boiler.ID.Total.Fuel.Heat.April | PlantLine.Total.Fuel.Heat.April | flagNG_no_FH_April | flagFH_no_NG_April | flagFuelHeat_April | Boiler.ID.Total.Fuel.Heat.May | PlantLine.Total.Fuel.Heat.May | flagNG_no_FH_May | flagFH_no_NG_May | flagFuelHeat_May | Boiler.ID.Total.Fuel.Heat.June | PlantLine.Total.Fuel.Heat.June | flagNG_no_FH_June | flagFH_no_NG_June | flagFuelHeat_June | Boiler.ID.Total.Fuel.Heat.July | PlantLine.Total.Fuel.Heat.July | flagNG_no_FH_July | flagFH_no_NG_July | flagFuelHeat_July | Boiler.ID.Total.Fuel.Heat.August | PlantLine.Total.Fuel.Heat.August | flagNG_no_FH_August | flagFH_no_NG_August | flagFuelHeat_August | Boiler.ID.Total.Fuel.Heat.September | PlantLine.Total.Fuel.Heat.September | flagNG_no_FH_September | flagFH_no_NG_September | flagFuelHeat_September | Boiler.ID.Total.Fuel.Heat.October | PlantLine.Total.Fuel.Heat.October | flagNG_no_FH_October | flagFH_no_NG_October | flagFuelHeat_October | Boiler.ID.Total.Fuel.Heat.November | PlantLine.Total.Fuel.Heat.November | flagNG_no_FH_November | flagFH_no_NG_November | flagFuelHeat_November | Boiler.ID.Total.Fuel.Heat.December | PlantLine.Total.Fuel.Heat.December | flagNG_no_FH_December | flagFH_no_NG_December | flagFuelHeat_December | missing.from.923 | flagBoiler.ID_assoc | orig_Boiler.ID_assoc | orig_Boiler.ID_bf.923 | flagBoiler.ID_bf.923 | missing.bf.923 | Reported.Prime.Mover_bf.923 | Reported.Prime.Mover_923 | Reported.Prime.Mover_860 | Reported.Fuel.Type.Code | Technology | Energy.Source.1 | unmapped_but_in_923 | unmapped | Orphan.Boiler | Boiler.Status | Boiler.Retirement.Year | Boiler.Retirement.Month | flag_BoilerRetired | flag_Boiler.Status | Boiler.ID.NotIn.Assoc | missingPlant.assoc | missingPlant.boilerDesignData.860 | missingPlant.generation.data.923 | missingPlant.boilerFuelData.923 | Reported.Prime.Mover_page1 | flag.ST.missing.bf.923 | flag.CACT.missingPair | flag_923bogenCTonly | flag.NGCC.badFuel | flag.ST.missing.bf.923.unmapped | flag_RPM | flag_floatingGen | flagFuelHeat | flag_STassoc_CT_CS_CA | flag_CSassociation | countFlags | YEAR | plant_bo | plant_bo_bf.923 | plant_bo_assoc
0 | 96 | 96^5 | 6 | BCC8 | unit_connection | 6104 |  | 0 | 0 | 0 | 14860 |  | 0 | 0 | 0 | 661 |  | 0 | 0 | 0 | 0 |  | 0 | 0 | 0 | 0 |  | 0 | 0 | 0 | 0 |  | 0 | 0 | 0 | 0 |  | 0 | 0 | 0 | 0 |  | 0 | 0 | 0 | 0 |  | 0 | 0 | 0 | 0 |  | 0 | 0 | 0 | 0 |  | 0 | 0 | 0 | 0 |  | 0 | 0 | 0 | FALSE |  |  | 6 | removeChar | FALSE | CT | CT | GT | NG | Natural Gas Fired Combustion Turbine | NG | FALSE | FALSE | FALSE |  |  |  |  | 0 | 1 | FALSE | FALSE | FALSE | FALSE |  | 0 | TRUE | FALSE | 0 | 0 | 1 | 0 | 0 | 0 | 0 | 4 | 2015 | 96^6 | 96^6 | 96^NA
0 | 96 | 96^5 | 7 | BCC8 | unit_connection | 632979 |  | 0 | 0 | 0 | 561538 |  | 0 | 0 | 0 | 568359 |  | 0 | 0 | 0 | 0 |  | 0 | 0 | 0 | 0 |  | 0 | 0 | 0 | 0 |  | 0 | 0 | 0 | 0 |  | 0 | 0 | 0 | 0 |  | 0 | 0 | 0 | 0 |  | 0 | 0 | 0 | 0 |  | 0 | 0 | 0 | 0 |  | 0 | 0 | 0 | 0 |  | 0 | 0 | 0 | FALSE |  |  | 7 | removeChar | FALSE | CT | CT | GT | NG | Natural Gas Fired Combustion Turbine | NG | FALSE | FALSE | FALSE |  |  |  |  | 0 | 1 | FALSE | FALSE | FALSE | FALSE |  | 0 | TRUE | FALSE | 0 | 0 | 1 | 0 | 0 | 0 | 0 | 4 | 2015 | 96^7 | 96^7 | 96^NA
1 | 96 | 96^5 | 8 | none | eia860.org | 0 |  | 0 | 0 | 0 | 0 |  | 0 | 0 | 0 | 0 |  | 0 | 0 | 0 | 0 |  | 0 | 0 | 0 | 0 |  | 0 | 0 | 0 | 0 |  | 0 | 0 | 0 | 0 |  | 0 | 0 | 0 | 0 |  | 0 | 0 | 0 | 0 |  | 0 | 0 | 0 | 0 |  | 0 | 0 | 0 | 0 |  | 0 | 0 | 0 | 0 |  | 0 | 0 | 0 | FALSE | removeChar | 8 | 8 | removeChar | FALSE | CA | CA |  | NG |  |  | FALSE | FALSE | FALSE | RE | 2015 | 4 | 0 | 0 | 0 | FALSE | FALSE | FALSE | FALSE |  | 0 | TRUE | FALSE | 0 | 0 |  | 0 | 0 | 0 | 0 | 2 | 2015 | 96^8 | 96^8 | 96^8
orig_sheet4_key |  | 2015
| plant_gen | bogen | Plant.Code
| 96^6 | 96^1 | 96
| 96^7 | 96^1 | 96
| 96^8 | 96^1 | 96
auto_sheet4_flags |  | 2015
| Plant.Code | plant_gen | bogen | missing.from.923 | Generator.Status | Orphan.Generator | unmapped_but_in_923 | unmapped | missingPlant.assoc | missingPlant.generator.data.860 | missingPlant.generation.data.923 | flag.CACT.missingPair | missing.bf.923 | missing.generation.data | flag.ST.missing.bf.923 | flag.ST.missing.bf.923.unmapped | flag_RPM | flag_floatingGen | flag_GeneratorRetired | flag_Generator.Status | flag_923bogenCTonly | flagFuelHeat | flag_STassoc_CT_CS_CA | flag_CSassociation | flagNetGenWithoutFuelHeat | flagFuelHeatWithoutNetGen | flagFH_no_NG_January | flagNG_no_FH_January | flagFuelHeat_January | flagFH_no_NG_February | flagNG_no_FH_February | flagFuelHeat_February | flagFH_no_NG_March | flagNG_no_FH_March | flagFuelHeat_March | flagFH_no_NG_April | flagNG_no_FH_April | flagFuelHeat_April | flagFH_no_NG_May | flagNG_no_FH_May | flagFuelHeat_May | flagFH_no_NG_June | flagNG_no_FH_June | flagFuelHeat_June | flagFH_no_NG_July | flagNG_no_FH_July | flagFuelHeat_July | flagFH_no_NG_August | flagNG_no_FH_August | flagFuelHeat_August | flagFH_no_NG_September | flagNG_no_FH_September | flagFuelHeat_September | flagFH_no_NG_October | flagNG_no_FH_October | flagFuelHeat_October | flagFH_no_NG_November | flagNG_no_FH_November | flagFuelHeat_November | flagFH_no_NG_December | flagNG_no_FH_December | flagFuelHeat_December | flag_ManualPlant | flag_MisMatch
| 96 | 96^6 | 96^5 | 0 | 0 | 0 | 0 | 0 | 0 | 0 | 0 | 1 | 0 | 0 | 0 | 0 | 1 | 0 | 0 | 0 | 0 | 0 | 0 | 0 | 0 | 0 | 0 | 0 | 0 | 0 | 0 | 0 | 0 | 0 | 0 | 0 | 0 | 0 | 0 | 0 | 0 | 0 | 0 | 0 | 0 | 0 | 0 | 0 | 0 | 0 | 0 | 0 | 0 | 0 | 0 | 0 | 0 | 0 | 0 | 0 | 0 | 0 | 1 | 0
| 96 | 96^7 | 96^5 | 0 | 0 | 0 | 0 | 0 | 0 | 0 | 0 | 1 | 0 | 0 | 0 | 0 | 1 | 0 | 0 | 0 | 0 | 0 | 0 | 0 | 0 | 0 | 0 | 0 | 0 | 0 | 0 | 0 | 0 | 0 | 0 | 0 | 0 | 0 | 0 | 0 | 0 | 0 | 0 | 0 | 0 | 0 | 0 | 0 | 0 | 0 | 0 | 0 | 0 | 0 | 0 | 0 | 0 | 0 | 0 | 0 | 0 | 0 | 1 | 0
| 96 | 96^8 | 96^6 | 0 | 0 | 0 | 0 | 0 | 0 | 0 | 0 | 1 | 0 | 0 | 0 | 0 | 0 | 0 | 0 | 0 | 0 | 0 | 0 | 0 | 0 | 0 | 0 | 0 | 0 | 0 | 0 | 0 | 0 | 0 | 0 | 0 | 0 | 0 | 0 | 0 | 0 | 0 | 0 | 0 | 0 | 0 | 0 | 0 | 0 | 0 | 0 | 0 | 0 | 0 | 0 | 0 | 0 | 0 | 0 | 0 | 0 | 0 | 1 | 0
auto_sheet4_key |  | 2015
manualEdit | Plant.Code | Generator.ID | bogen | Unit.Code | bga.source | Net.Generation.mwh | Generator.ID.Total.Net.Generation.January | PlantLine.Total.Fuel.Heat.January | PlantLine.Total.Net.Generation.January | flagNG_no_FH_January | flagFH_no_NG_January | flagFuelHeat_January | Generator.ID.Total.Net.Generation.February | PlantLine.Total.Fuel.Heat.February | PlantLine.Total.Net.Generation.February | flagNG_no_FH_February | flagFH_no_NG_February | flagFuelHeat_February | Generator.ID.Total.Net.Generation.March | PlantLine.Total.Fuel.Heat.March | PlantLine.Total.Net.Generation.March | flagNG_no_FH_March | flagFH_no_NG_March | flagFuelHeat_March | Generator.ID.Total.Net.Generation.April | PlantLine.Total.Fuel.Heat.April | PlantLine.Total.Net.Generation.April | flagNG_no_FH_April | flagFH_no_NG_April | flagFuelHeat_April | Generator.ID.Total.Net.Generation.May | PlantLine.Total.Fuel.Heat.May | PlantLine.Total.Net.Generation.May | flagNG_no_FH_May | flagFH_no_NG_May | flagFuelHeat_May | Generator.ID.Total.Net.Generation.June | PlantLine.Total.Fuel.Heat.June | PlantLine.Total.Net.Generation.June | flagNG_no_FH_June | flagFH_no_NG_June | flagFuelHeat_June | Generator.ID.Total.Net.Generation.July | PlantLine.Total.Fuel.Heat.July | PlantLine.Total.Net.Generation.July | flagNG_no_FH_July | flagFH_no_NG_July | flagFuelHeat_July | Generator.ID.Total.Net.Generation.August | PlantLine.Total.Fuel.Heat.August | PlantLine.Total.Net.Generation.August | flagNG_no_FH_August | flagFH_no_NG_August | flagFuelHeat_August | Generator.ID.Total.Net.Generation.September | PlantLine.Total.Fuel.Heat.September | PlantLine.Total.Net.Generation.September | flagNG_no_FH_September | flagFH_no_NG_September | flagFuelHeat_September | Generator.ID.Total.Net.Generation.October | PlantLine.Total.Fuel.Heat.October | PlantLine.Total.Net.Generation.October | flagNG_no_FH_October | flagFH_no_NG_October | flagFuelHeat_October | Generator.ID.Total.Net.Generation.November | PlantLine.Total.Fuel.Heat.November | PlantLine.Total.Net.Generation.November | flagNG_no_FH_November | flagFH_no_NG_November | flagFuelHeat_November | Generator.ID.Total.Net.Generation.December | PlantLine.Total.Fuel.Heat.December | PlantLine.Total.Net.Generation.December | flagNG_no_FH_December | flagFH_no_NG_December | flagFuelHeat_December | missing.from.923 | orig_Generator.ID_923 | flagGenerator.ID_923 | orig_Generator.ID_860 | flagGenerator.ID_860 | flagGenerator.ID_assoc | orig_Generator.ID_assoc | missing.bf.923 | Reported.Prime.Mover_bf.923 | Reported.Prime.Mover_923 | Reported.Prime.Mover_860 | Reported.Fuel.Type.Code | Technology | Energy.Source.1 | Generator.Status | Orphan.Generator | unmapped_but_in_923 | unmapped | flag_Generator.Status | Generator.Retirement.Year | Generator.Retirement.Month | flag_GeneratorRetired | missingPlant.assoc | missingPlant.generator.data.860 | missingPlant.generation.data.923 | Reported.Prime.Mover_page1 | flag.ST.missing.bf.923 | flag.CACT.missingPair | flag_923bogenCTonly | flag.NGCC.badFuel | flag.ST.missing.bf.923.unmapped | flag_RPM | flag_floatingGen | flagNetGenWithoutFuelHeat | flagFuelHeatWithoutNetGen | flagFuelHeat | flag_STassoc_CT_CS_CA | flag_CSassociation | countFlags | YEAR | plant_gen | plant_gen.923 | plant_gen.860 | plant_gen_assoc | missing.generation.data
0 | 96 | 6 | 96^5 | BCC8 | unit_connection | 1437 | 382 |  |  | 0 | 0 | 0 | 1055 |  |  | 0 | 0 | 0 | 0 |  |  | 0 | 0 | 0 | 0 |  |  | 0 | 0 | 0 | 0 |  |  | 0 | 0 | 0 | 0 |  |  | 0 | 0 | 0 | 0 |  |  | 0 | 0 | 0 | 0 |  |  | 0 | 0 | 0 | 0 |  |  | 0 | 0 | 0 | 0 |  |  | 0 | 0 | 0 | 0 |  |  | 0 | 0 | 0 | 0 |  |  | 0 | 0 | 0 | FALSE | 6 | removeChar | 6 | removeChar |  |  | FALSE | CT | CT | GT | NG | Natural Gas Fired Combustion Turbine | NG | OP | FALSE | FALSE | FALSE | 0 |  |  |  | FALSE | FALSE | FALSE |  | 0 | TRUE | FALSE | 0 | 0 | 1 | 0 | 0 | 0 | 0 | 0 | 0 | 4 | 2015 | 96^6 | 96^6 | 96^6 | 96^NA | FALSE
0 | 96 | 7 | 96^5 | BCC8 | string_assn | 143037 | 52391 |  |  | 0 | 0 | 0 | 45779 |  |  | 0 | 0 | 0 | 44867 |  |  | 0 | 0 | 0 | 0 |  |  | 0 | 0 | 0 | 0 |  |  | 0 | 0 | 0 | 0 |  |  | 0 | 0 | 0 | 0 |  |  | 0 | 0 | 0 | 0 |  |  | 0 | 0 | 0 | 0 |  |  | 0 | 0 | 0 | 0 |  |  | 0 | 0 | 0 | 0 |  |  | 0 | 0 | 0 | 0 |  |  | 0 | 0 | 0 | FALSE | 7 | removeChar | 7 | removeChar |  |  | FALSE | CT | CT | GT | NG | Natural Gas Fired Combustion Turbine | NG | OP | FALSE | FALSE | FALSE | 0 |  |  |  | FALSE | FALSE | FALSE |  | 0 | TRUE | FALSE | 0 | 0 | 1 | 0 | 0 | 0 | 0 | 0 | 0 | 4 | 2015 | 96^7 | 96^7 | 96^7 | 96^NA | FALSE
1 | 96 | 8 | 96^5 | none | eia860.org | 44344 | 17515 |  |  | 0 | 0 | 0 | 15434 |  |  | 0 | 0 | 0 | 11395 |  |  | 0 | 0 | 0 | 0 |  |  | 0 | 0 | 0 | 0 |  |  | 0 | 0 | 0 | 0 |  |  | 0 | 0 | 0 | 0 |  |  | 0 | 0 | 0 | 0 |  |  | 0 | 0 | 0 | 0 |  |  | 0 | 0 | 0 | 0 |  |  | 0 | 0 | 0 | 0 |  |  | 0 | 0 | 0 | 0 |  |  | 0 | 0 | 0 | FALSE | 8 | removeChar |  |  | removeChar | 8 | FALSE | CA | CA |  | NG |  |  |  | FALSE | FALSE | FALSE | 0 | 2015 | 4 | 0 | FALSE | FALSE | FALSE |  | 0 | TRUE | FALSE | 0 | 0 |  | 0 | 0 | 0 | 0 | 0 | 0 | 2 | 2015 | 96^8 | 96^8 | 96^NA | 96^8 | FALSE
EIA_associationTable |  | 2015
| Utility.ID | Utility.Name | Plant.Code | Plant.Name | Boiler.ID | Generator.ID | Steam.Plant.Type
| 3522 | Chugach Electric Assn Inc | 96 | Beluga | 8 | 8 | 4
generator.data.860 |  | 2015
| Utility.ID | Utility.Name | Plant.Code | Plant.Name | State | County | Generator.ID | Technology | Prime.Mover | Unit.Code | Ownership | Duct.Burners | Can.Bypass.Heat.Recovery.Steam.Generator. | RTO.ISO.LMP.Node.Designation | RTO.ISO.Location.Designation.for.Reporting.Wholesale.Sales.Data.to.FERC | Nameplate.Capacity..MW. | Nameplate.Power.Factor | Summer.Capacity..MW. | Winter.Capacity..MW. | Minimum.Load..MW. | Uprate.or.Derate.Completed.During.Year | Month.Uprate.or.Derate.Completed | Year.Uprate.or.Derate.Completed | Status | Synchronized.to.Transmission.Grid | Operating.Month | Operating.Year | Planned.Retirement.Month | Planned.Retirement.Year | Associated.with.Combined.Heat.and.Power.System | Sector.Name | Sector | Topping.or.Bottoming | Energy.Source.1 | Energy.Source.2 | Energy.Source.3 | Energy.Source.4 | Energy.Source.5 | Energy.Source.6 | Startup.Source.1 | Startup.Source.2 | Startup.Source.3 | Startup.Source.4 | Solid.Fuel.Gasification.System. | Carbon.Capture.Technology. | Turbines..Inverters..or.Hydrokinetic.Buoys | Time.from.Cold.Shutdown.to.Full.Load | Fluidized.Bed.Technology. | Pulverized.Coal.Technology. | Stoker.Technology. | Other.Combustion.Technology. | Subcritical.Technology. | Supercritical.Technology. | Ultrasupercritical.Technology. | Planned.Net.Summer.Capacity.Uprate..MW. | Planned.Net.Winter.Capacity.Uprate..MW. | Planned.Uprate.Month | Planned.Uprate.Year | Planned.Net.Summer.Capacity.Derate..MW. | Planned.Net.Winter.Capacity.Derate..MW. | Planned.Derate.Month | Planned.Derate.Year | Planned.New.Prime.Mover | Planned.Energy.Source.1 | Planned.New.Nameplate.Capacity..MW. | Planned.Repower.Month | Planned.Repower.Year | Other.Planned.Modifications. | Other.Modifications.Month | Other.Modifications.Year | Cofire.Fuels. | Switch.Between.Oil.and.Natural.Gas.
| 3522 | Chugach Electric Assn Inc | 96 | Beluga | AK | Kenai Peninsula | 1 | Natural Gas Fired Combustion Turbine | GT |  | S | X | X |  |  | 16 | 0.85 | 18.9 | 19.6 | 1 | N |  |  | OP | X | 1 | 1968 |  |  | N | Electric Utility | 1 | X | NG | [9 empty] | N | N |  | 1H
| 3522 | Chugach Electric Assn Inc | 96 | Beluga | AK | Kenai Peninsula | 2 | Natural Gas Fired Combustion Turbine | GT |  | S | X | X |  |  | 16 | 0.85 | 18.9 | 19.6 | 1 | N |  |  | OP | X | 1 | 1968 |  |  | N | Electric Utility | 1 | X | NG | [9 empty] | N | N |  | 1H
| 3522 | Chugach Electric Assn Inc | 96 | Beluga | AK | Kenai Peninsula | 3 | Natural Gas Fired Combustion Turbine | GT |  | S | X | X |  |  | 59.1 | 0.9 | 58 | 64.8 | 2 | N |  |  | OP | X | 5 | 1972 |  |  | N | Electric Utility | 1 | X | NG | [9 empty] | N | N |  | 1H
| 3522 | Chugach Electric Assn Inc | 96 | Beluga | AK | Kenai Peninsula | 5 | Natural Gas Fired Combustion Turbine | GT |  | S | X | X |  |  | 68.3 | 0.9 | 61.4 | 68.7 | 2 | N |  |  | OP | X | 10 | 1975 |  |  | N | Electric Utility | 1 | X | NG | [9 empty] | N | N |  | 1H
| 3522 | Chugach Electric Assn Inc | 96 | Beluga | AK | Kenai Peninsula | 6 | Natural Gas Fired Combustion Turbine | GT | BCC8 | S | X | X |  |  | 76.5 | 0.9 | 72.6 | 79.2 | 2 | N |  |  | OP | X | 5 | 1976 |  |  | N | Electric Utility | 1 | X | NG | [5 empty] | PG |  |  |  | N | N |  | 1H | [23 empty] | N | N
| 3522 | Chugach Electric Assn Inc | 96 | Beluga | AK | Kenai Peninsula | 7 | Natural Gas Fired Combustion Turbine | GT | BCC8 | S | X | X |  |  | 76.5 | 0.9 | 70.6 | 80.1 | 2 | N |  |  | OP | X | 12 | 1978 |  |  | N | Electric Utility | 1 | X | NG | [5 empty] | PG |  |  |  | N | N |  | 1H | [23 empty] | N | N
retiredGenerators.860 |  | 2015
| Utility.ID | Utility.Name | Plant.Code | Plant.Name | State | County | Generator.ID | Technology | Prime.Mover | Unit.Code | Ownership | Duct.Burners | Can.Bypass.Heat.Recovery.Steam.Generator. | RTO.ISO.LMP.Node.Designation | RTO.ISO.Location.Designation.for.Reporting.Wholesale.Sales.Data.to.FERC | Nameplate.Capacity..MW. | Nameplate.Power.Factor | Summer.Capacity..MW. | Winter.Capacity..MW. | Minimum.Load..MW. | Uprate.or.Derate.Completed.During.Year | Month.Uprate.or.Derate.Completed | Year.Uprate.or.Derate.Completed | Status | Synchronized.to.Transmission.Grid | Operating.Month | Operating.Year | Retirement.Month | Retirement.Year | Associated.with.Combined.Heat.and.Power.System | Sector.Name | Sector | Topping.or.Bottoming | Energy.Source.1 | Energy.Source.2 | Energy.Source.3 | Energy.Source.4 | Energy.Source.5 | Energy.Source.6 | Startup.Source.1 | Startup.Source.2 | Startup.Source.3 | Startup.Source.4 | Solid.Fuel.Gasification.System. | Carbon.Capture.Technology. | Turbines..Inverters..or.Hydrokinetic.Buoys | Time.from.Cold.Shutdown.to.Full.Load | Fluidized.Bed.Technology. | Pulverized.Coal.Technology. | Stoker.Technology. | Other.Combustion.Technology. | Subcritical.Technology. | Supercritical.Technology. | Ultrasupercritical.Technology. | Cofire.Fuels. | Switch.Between.Oil.and.Natural.Gas.
| 3522 | Chugach Electric Assn Inc | 96 | Beluga | AK | Kenai Peninsula | 8 | Natural Gas Fired Combined Cycle | CA | BCC8 | S | N | X |  |  | 62 | 0.9 | 44 | 53 | 10 | N |  |  | RE | X | 9 | 1982 | 4 | 2015 | N | Electric Utility | 1 | X | NG | [9 empty] | N | N |  | 12H | [7 empty] | N | N
Boiler_InfoDesign_Parameters.860 |  | 2015
| Utility.ID | Utility.Name | Plant.Code | Plant.Name | State | Boiler.ID | Boiler.Status | Type.of.Boiler | Inservice.Month | Inservice.Year | Retirement.Month | Retirement.Year | Firing.Type.1 | Firing.Type.2 | Firing.Type.3 | Max.Steam.Flow..Thousand.Pounds.per.Hour. | Firing.Rate.Using.Coal..0.1.Tons.per.Hour. | Firing.Rate.Using.Petroleum..0.1.Barrels.per.Hour. | Firing.Rate.Using.Gas..0.1.MCF.per.Hour. | Firing.Rate.Using.Other.Fuels | Waste.Heat.Input..Million.BTU.per.Hour. | Primary.Fuel.1 | Primary.Fuel.2 | Primary.Fuel.3 | Primary.Fuel.4 | Turndown.Ratio | Efficiency.100..Load | Efficiency.50..Load | Air.Flow.100..Load..Cubic.Feet.per.Minute. | Wet.Dry.Bottom | Fly.Ash.Reinjection | Steam.Plant.Type | missingData
| 3522 | Chugach Electric Assn Inc | 96 | Beluga | AK | 8 | RE |  |  |  | 4 | 2015 | [19 empty] | 4 | 2
boilerFuelData_923 |  | 2015
| Plant.Code | Combined.Heat.And..Power.Plant | Plant.Name | Operator.Name | Operator.Id | Plant.State | Census.Region | NERC.Region | NAICS.Code | Sector.Number | Sector.Name | Boiler.ID | Reported.Prime.Mover | Reported.Fuel.Type.Code | Physical.Unit.Label | Quantity.Of.Fuel.Consumed.January | Quantity.Of.Fuel.Consumed.February | Quantity.Of.Fuel.Consumed.March | Quantity.Of.Fuel.Consumed.April | Quantity.Of.Fuel.Consumed.May | Quantity.Of.Fuel.Consumed.June | Quantity.Of.Fuel.Consumed.July | Quantity.Of.Fuel.Consumed.August | Quantity.Of.Fuel.Consumed.September | Quantity.Of.Fuel.Consumed.October | Quantity.Of.Fuel.Consumed.November | Quantity.Of.Fuel.Consumed.December | MMbtu.Per.Unit.January | MMbtu.Per.Unit.February | MMbtu.Per.Unit.March | MMbtu.Per.Unit.April | MMbtu.Per.Unit.May | MMbtu.Per.Unit.June | MMbtu.Per.Unit.July | MMbtu.Per.Unit.August | MMbtu.Per.Unit.September | MMbtu.Per.Unit.October | MMbtu.Per.Unit.November | MMbtu.Per.Unit.December | Sulfur.Content.January | Sulfur.Content.February | Sulfur.Content.March | Sulfur.Content.April | Sulfur.Content.May | Sulfur.Content.June | Sulfur.Content.July | Sulfur.Content.August | Sulfur.Content.September | Sulfur.Content.October | Sulfur.Content.November | Sulfur.Content.December | Ash.Content.January | Ash.Content.February | Ash.Content.March | Ash.Content.April | Ash.Content.May | Ash.Content.June | Ash.Content.July | Ash.Content.August | Ash.Content.September | Ash.Content.October | Ash.Content.November | Ash.Content.December | Total.Fuel.Consumption.Quantity | YEAR | missingData
| 96 | N | Beluga | Chugach Electric Assn Inc | 3522 | AK | PACN | ASCC | 22 | 1 | Electric Utility | 6 | CT | NG | Mcf | 6104 | 14860 | 661 | 0 | 0 | 0 | 0 | 0 | 0 | 0 | 0 | 0 | 1 | 1 | 1 | 0 | 0 | 0 | 0 | 0 | 0 | 0 | 0 | 0 | 0 | 0 | 0 | 0 | 0 | 0 | 0 | 0 | 0 | 0 | 0 | 0 | 0 | 0 | 0 | 0 | 0 | 0 | 0 | 0 | 0 | 0 | 0 | 0 | 21625 | 2015 | 36
| 96 | N | Beluga | Chugach Electric Assn Inc | 3522 | AK | PACN | ASCC | 22 | 1 | Electric Utility | 7 | CT | NG | Mcf | 632979 | 561538 | 568359 | 0 | 0 | 0 | 0 | 0 | 0 | 0 | 0 | 0 | 1 | 1 | 1 | 0 | 0 | 0 | 0 | 0 | 0 | 0 | 0 | 0 | 0 | 0 | 0 | 0 | 0 | 0 | 0 | 0 | 0 | 0 | 0 | 0 | 0 | 0 | 0 | 0 | 0 | 0 | 0 | 0 | 0 | 0 | 0 | 0 | 1762876 | 2015 | 36
| 96 | N | Beluga | Chugach Electric Assn Inc | 3522 | AK | PACN | ASCC | 22 | 1 | Electric Utility | 8 | CA | NG | Mcf | 0 | 0 | 0 | 0 | 0 | 0 | 0 | 0 | 0 | 0 | 0 | 0 | 0 | 0 | 0 | 0 | 0 | 0 | 0 | 0 | 0 | 0 | 0 | 0 | 0 | 0 | 0 | 0 | 0 | 0 | 0 | 0 | 0 | 0 | 0 | 0 | 0 | 0 | 0 | 0 | 0 | 0 | 0 | 0 | 0 | 0 | 0 | 0 | 0 | 2015 | 36
generation.data.923 |  | 2015
| Plant.Code | Combined.Heat.And.Power.Plant | Plant.Name | Operator.Name | Operator.Id | Plant.State | Census.Region | NERC.Region | NAICS.Code | Sector.Number | Sector.Name | Generator.ID | Reported.Prime.Mover | Net.Generation.January | Net.Generation.February | Net.Generation.March | Net.Generation.April | Net.Generation.May | Net.Generation.June | Net.Generation.July | Net.Generation.August | Net.Generation.September | Net.Generation.October | Net.Generation.November | Net.Generation.December | Net.Generation.Year.To.Date | YEAR | missingData
| 96 | N | Beluga | Chugach Electric Assn Inc | 3522 | AK | PACN | ASCC | 22 | 1 | Electric Utility | 6 | CT | 382 | 1055 | 0 | 0 | 0 | 0 | 0 | 0 | 0 | 0 | 0 | 0 | 1437 | 2015 | 9
| 96 | N | Beluga | Chugach Electric Assn Inc | 3522 | AK | PACN | ASCC | 22 | 1 | Electric Utility | 7 | CT | 52391 | 45779 | 44867 | 0 | 0 | 0 | 0 | 0 | 0 | 0 | 0 | 0 | 143037 | 2015 | 9
| 96 | N | Beluga | Chugach Electric Assn Inc | 3522 | AK | PACN | ASCC | 22 | 1 | Electric Utility | 8 | CA | 17515 | 15434 | 11395 | 0 | 0 | 0 | 0 | 0 | 0 | 0 | 0 | 0 | 44344 | 2015 | 9
page1GenFuelData.923 |  | 2015
| Plant.Code | Combined.Heat.And.Power.Plant | Nuclear.Unit.Id | Plant.Name | Operator.Name | Operator.Id | Plant.State | Census.Region | NERC.Region | Reserved | NAICS.Code | EIA.Sector.Number | Sector.Name | Reported.Prime.Mover | Reported.Fuel.Type.Code | AER.Fuel.Type.Code | Reserved.1 | Reserved.2 | Physical.Unit.Label | Quantity.January | Quantity.February | Quantity.March | Quantity.April | Quantity.May | Quantity.June | Quantity.July | Quantity.August | Quantity.September | Quantity.October | Quantity.November | Quantity.December | Elec_Quantity.January | Elec_Quantity.February | Elec_Quantity.March | Elec_Quantity.April | Elec_Quantity.May | Elec_Quantity.June | Elec_Quantity.July | Elec_Quantity.August | Elec_Quantity.September | Elec_Quantity.October | Elec_Quantity.November | Elec_Quantity.December | MMBtuPer_Unit.January | MMBtuPer_Unit.February | MMBtuPer_Unit.March | MMBtuPer_Unit.April | MMBtuPer_Unit.May | MMBtuPer_Unit.June | MMBtuPer_Unit.July | MMBtuPer_Unit.August | MMBtuPer_Unit.September | MMBtuPer_Unit.October | MMBtuPer_Unit.November | MMBtuPer_Unit.December | Tot_MMBtu.January | Tot_MMBtu.February | Tot_MMBtu.March | Tot_MMBtu.April | Tot_MMBtu.May | Tot_MMBtu.June | Tot_MMBtu.July | Tot_MMBtu.August | Tot_MMBtu.September | Tot_MMBtu.October | Tot_MMBtu.November | Tot_MMBtu.December | Elec_MMBtu.January | Elec_MMBtu.February | Elec_MMBtu.March | Elec_MMBtu.April | Elec_MMBtu.May | Elec_MMBtu.June | Elec_MMBtu.July | Elec_MMBtu.August | Elec_MMBtu.September | Elec_MMBtu.October | Elec_MMBtu.November | Elec_MMBtu.December | Netgen.January | Netgen.February | Netgen.March | Netgen.April | Netgen.May | Netgen.June | Netgen.July | Netgen.August | Netgen.September | Netgen.October | Netgen.November | Netgen.December | Total.Fuel.Consumption.Quantity | Electric.Fuel.Consumption.Quantity | Total.Fuel.Consumption.MMBtu | Elec.Fuel.Consumption.MMBtu | Net.Generation..Megawatthours. | YEAR | missingData
| 96 | N | . | Beluga | Chugach Electric Assn Inc | 3522 | AK | PACN | ASCC |  | 22 | 1 | Electric Utility | CA | NG | NG |  |  | mcf | 0 | 0 | 0 | 0 | 0 | 0 | 0 | 0 | 0 | 0 | 0 | 0 | 0 | 0 | 0 | 0 | 0 | 0 | 0 | 0 | 0 | 0 | 0 | 0 | 0 | 0 | 0 | 0 | 0 | 0 | 0 | 0 | 0 | 0 | 0 | 0 | 0 | 0 | 0 | 0 | 0 | 0 | 0 | 0 | 0 | 0 | 0 | 0 | 0 | 0 | 0 | 0 | 0 | 0 | 0 | 0 | 0 | 0 | 0 | 0 | 17515 | 15434 | 11395 | 0 | 0 | 0 | 0 | 0 | 0 | 0 | 0 | 0 | 0 | 0 | 0 | 0 | 44344 | 2015 | 54
| 96 | N | . | Beluga | Chugach Electric Assn Inc | 3522 | AK | PACN | ASCC |  | 22 | 1 | Electric Utility | CT | NG | NG |  |  | mcf | 639083 | 576398 | 569020 | 0 | 0 | 0 | 0 | 0 | 0 | 0 | 0 | 0 | 639083 | 576398 | 569020 | 0 | 0 | 0 | 0 | 0 | 0 | 0 | 0 | 0 | 1 | 1 | 1 | 0 | 0 | 0 | 0 | 0 | 0 | 0 | 0 | 0 | 639083 | 576398 | 569020 | 0 | 0 | 0 | 0 | 0 | 0 | 0 | 0 | 0 | 639083 | 576398 | 569020 | 0 | 0 | 0 | 0 | 0 | 0 | 0 | 0 | 0 | 52773 | 46834 | 44867 | 0 | 0 | 0 | 0 | 0 | 0 | 0 | 0 | 0 | 1784501 | 1784501 | 1784501 | 1784501 | 144474 | 2015 | 54
| 96 | N | . | Beluga | Chugach Electric Assn Inc | 3522 | AK | PACN | ASCC |  | 22 | 1 | Electric Utility | GT | NG | NG |  |  | mcf | 537271 | 300838 | 206297 | 0 | 165364 | 499143 | 304857 | 162013 | 16885 | 242465 | 307863 | 307883 | 537271 | 300838 | 206297 | 0 | 165364 | 499143 | 304857 | 162013 | 16885 | 242465 | 307863 | 307883 | 1 | 1 | 1 | 0 | 1 | 1 | 1 | 1 | 1 | 1 | 1 | 1 | 537271 | 300838 | 206297 | 0 | 165364 | 499143 | 304857 | 162013 | 16885 | 242465 | 307863 | 307883 | 537271 | 300838 | 206297 | 0 | 165364 | 499143 | 304857 | 162013 | 16885 | 242465 | 307863 | 307883 | 38382 | 19677 | 13225 | 0 | 7929 | 32660 | 18574 | 8295 | 320 | 15013 | 19580 | 19469 | 3050879 | 3050879 | 3050879 | 3050879 | 193124 | 2015 | 6
FuelHeatByLine |  | 2015
| Plant.Code | Boiler.ID | bogen | Reported.Prime.Mover_bf.923 | Reported.Fuel.Type.Code | Fuel.Heat.January | Fuel.Heat.February | Fuel.Heat.March | Fuel.Heat.April | Fuel.Heat.May | Fuel.Heat.June | Fuel.Heat.July | Fuel.Heat.August | Fuel.Heat.September | Fuel.Heat.October | Fuel.Heat.November | Fuel.Heat.December | YEAR
| 96 | 6 | 96^5 | CT | NG | 6104 | 14860 | 661 | 0 | 0 | 0 | 0 | 0 | 0 | 0 | 0 | 0 | 2015
| 96 | 7 | 96^5 | CT | NG | 632979 | 561538 | 568359 | 0 | 0 | 0 | 0 | 0 | 0 | 0 | 0 | 0 | 2015
| 96 | 8 | 96^6 | CA | NG | 0 | 0 | 0 | 0 | 0 | 0 | 0 | 0 | 0 | 0 | 0 | 0 | 2015
NetGenByLine |  | 2015
| Plant.Code | Generator.ID | bogen | Reported.Prime.Mover | Net.Generation.Year.To.Date | Net.Generation.January | Net.Generation.February | Net.Generation.March | Net.Generation.April | Net.Generation.May | Net.Generation.June | Net.Generation.July | Net.Generation.August | Net.Generation.September | Net.Generation.October | Net.Generation.November | Net.Generation.December | YEAR
| 96 | 6 | 96^5 | CT | 1437 | 382 | 1055 | 0 | 0 | 0 | 0 | 0 | 0 | 0 | 0 | 0 | 0 | 2015
| 96 | 7 | 96^5 | CT | 143037 | 52391 | 45779 | 44867 | 0 | 0 | 0 | 0 | 0 | 0 | 0 | 0 | 0 | 2015
| 96 | 8 | 96^6 | CA | 44344 | 17515 | 15434 | 11395 | 0 | 0 | 0 | 0 | 0 | 0 | 0 | 0 | 0 | 2015
FuelHeatByBoilerID |  | 2015
| Plant.Code | Boiler.ID | bogen | Reported.Prime.Mover_bf.923 | flagFuelHeat | Boiler.ID.Total.Fuel.Heat.January | Boiler.ID.Total.Fuel.Heat.February | Boiler.ID.Total.Fuel.Heat.March | Boiler.ID.Total.Fuel.Heat.April | Boiler.ID.Total.Fuel.Heat.May | Boiler.ID.Total.Fuel.Heat.June | Boiler.ID.Total.Fuel.Heat.July | Boiler.ID.Total.Fuel.Heat.August | Boiler.ID.Total.Fuel.Heat.September | Boiler.ID.Total.Fuel.Heat.October | Boiler.ID.Total.Fuel.Heat.November | Boiler.ID.Total.Fuel.Heat.December | YEAR
| 96 | 6 | 96^5 | CT | 0 | 6104 | 14860 | 661 | 0 | 0 | 0 | 0 | 0 | 0 | 0 | 0 | 0 | 2015
| 96 | 7 | 96^5 | CT | 0 | 632979 | 561538 | 568359 | 0 | 0 | 0 | 0 | 0 | 0 | 0 | 0 | 0 | 2015
| 96 | 8 | 96^6 | CA | 0 | 0 | 0 | 0 | 0 | 0 | 0 | 0 | 0 | 0 | 0 | 0 | 0 | 2015
NetGenByGeneratorID |  | 2015
| Plant.Code | Generator.ID | bogen | Reported.Prime.Mover_923 | Net.Generation.mwh | Generator.ID.Total.Net.Generation.January | Generator.ID.Total.Net.Generation.February | Generator.ID.Total.Net.Generation.March | Generator.ID.Total.Net.Generation.April | Generator.ID.Total.Net.Generation.May | Generator.ID.Total.Net.Generation.June | Generator.ID.Total.Net.Generation.July | Generator.ID.Total.Net.Generation.August | Generator.ID.Total.Net.Generation.September | Generator.ID.Total.Net.Generation.October | Generator.ID.Total.Net.Generation.November | Generator.ID.Total.Net.Generation.December | YEAR
| 96 | 6 | 96^5 | CT | 1437 | 382 | 1055 | 0 | 0 | 0 | 0 | 0 | 0 | 0 | 0 | 0 | 0 | 2015
| 96 | 7 | 96^5 | CT | 143037 | 52391 | 45779 | 44867 | 0 | 0 | 0 | 0 | 0 | 0 | 0 | 0 | 0 | 2015
| 96 | 8 | 96^6 | CA | 44344 | 17515 | 15434 | 11395 | 0 | 0 | 0 | 0 | 0 | 0 | 0 | 0 | 0 | 2015
FuelHeatByBogen |  | 2015
| Plant.Code | blankCol | bogen | Reported.Prime.Mover_bf.923 | flagFuelHeat | Bogen.Total.Fuel.Heat.January | Bogen.Total.Fuel.Heat.February | Bogen.Total.Fuel.Heat.March | Bogen.Total.Fuel.Heat.April | Bogen.Total.Fuel.Heat.May | Bogen.Total.Fuel.Heat.June | Bogen.Total.Fuel.Heat.July | Bogen.Total.Fuel.Heat.August | Bogen.Total.Fuel.Heat.September | Bogen.Total.Fuel.Heat.October | Bogen.Total.Fuel.Heat.November | Bogen.Total.Fuel.Heat.December | YEAR
| 96 |  | 96^5 | CT | 0 | 639083 | 576398 | 569020 | 0 | 0 | 0 | 0 | 0 | 0 | 0 | 0 | 0 | 2015
| 96 |  | 96^6 | CA | 0 | 0 | 0 | 0 | 0 | 0 | 0 | 0 | 0 | 0 | 0 | 0 | 0 | 2015
NetGenByBogen |  | 2015
| Plant.Code | blankCol | bogen | Reported.Prime.Mover_923 | Net.Generation.mwh | Bogen.Total.Net.Generation.January | Bogen.Total.Net.Generation.February | Bogen.Total.Net.Generation.March | Bogen.Total.Net.Generation.April | Bogen.Total.Net.Generation.May | Bogen.Total.Net.Generation.June | Bogen.Total.Net.Generation.July | Bogen.Total.Net.Generation.August | Bogen.Total.Net.Generation.September | Bogen.Total.Net.Generation.October | Bogen.Total.Net.Generation.November | Bogen.Total.Net.Generation.December | YEAR
| 96 |  | 96^5 | CT | 1437 | 52773 | 46834 | 44867 | 0 | 0 | 0 | 0 | 0 | 0 | 0 | 0 | 0 | 2015
| 96 |  | 96^5 | CT | 143037 | 52773 | 46834 | 44867 | 0 | 0 | 0 | 0 | 0 | 0 | 0 | 0 | 0 | 2015
| 96 |  | 96^6 | CA | 44344 | 17515 | 15434 | 11395 | 0 | 0 | 0 | 0 | 0 | 0 | 0 | 0 | 0 | 2015
ThermalEfficiencyByBogen |  | 2015
| Plant.Code | blankCol | bogen | Reported.Prime.Mover_923 | Net.Generation.mwh | ThermalEfficiency.January | ThermalEfficiency.February | ThermalEfficiency.March | ThermalEfficiency.April | ThermalEfficiency.May | ThermalEfficiency.June | ThermalEfficiency.July | ThermalEfficiency.August | ThermalEfficiency.September | ThermalEfficiency.October | ThermalEfficiency.November | ThermalEfficiency.December | YEAR
| 96 |  | 96^5 | CT | 1437 | 0.28176 | 0.27725 | 0.26905 | 0 | 0 | 0 | 0 | 0 | 0 | 0 | 0 | 0 | 2015
| 96 |  | 96^5 | CT | 143037 | 0.28176 | 0.27725 | 0.26905 | 0 | 0 | 0 | 0 | 0 | 0 | 0 | 0 | 0 | 2015
| 96 |  | 96^6 | CA | 44344 | 9999 | 9999 | 9999 | 0 | 0 | 0 | 0 | 0 | 0 | 0 | 0 | 0 | 2015

## 693
2015 | Plant.Code | orig_sheet3_key | auto_sheet3_flags | auto_sheet3_key | orig_sheet4_key | auto_sheet4_flags | auto_sheet4_key | EIA_associationTable | generator.data.860 | retiredGenerators.860 | Boiler_InfoDesign_Parameters.860 | boilerFuelData_923 | generation.data.923 | page1GenFuelData.923 | FuelHeatByLine | NetGenByLine | FuelHeatByBoilerID | NetGenByGeneratorID | FuelHeatByBogen | NetGenByBogen | ThermalEfficiencyByBogen
#Rows | 693 | 4 | 4 | 4 | 4 | 4 | 4 | 4 | 0 | 5 | 4 | 6 | 4 | 7 | 6 | 4 | 4 | 4 | 4 | 4 | 4
orig_sheet3_key |  | 2015
| plant_bo | bogen | Plant.Code
| 693^1 | 693^1 | 693
| 693^4 | 693^3 | 693
| 693^5 | 693^4 | 693
| 693^CA | 693^4 | 693
auto_sheet3_flags |  | 2015
| Plant.Code | plant_bo | bogen | missing.from.923 | unmapped_but_in_923 | unmapped | Orphan.Boiler | Boiler.Status | Boiler.ID.NotIn.Assoc | missingPlant.assoc | missingPlant.boilerDesignData.860 | missingPlant.generation.data.923 | missingPlant.boilerFuelData.923 | flag.CACT.missingPair | missing.bf.923 | flag.ST.missing.bf.923 | flag.ST.missing.bf.923.unmapped | flag_RPM | flag_floatingGen | flag_BoilerRetired | flag_Boiler.Status | flag_923bogenCTonly | flagFuelHeat | flag_STassoc_CT_CS_CA | flag_CSassociation | flagFH_no_NG_January | flagNG_no_FH_January | flagFuelHeat_January | flagFH_no_NG_February | flagNG_no_FH_February | flagFuelHeat_February | flagFH_no_NG_March | flagNG_no_FH_March | flagFuelHeat_March | flagFH_no_NG_April | flagNG_no_FH_April | flagFuelHeat_April | flagFH_no_NG_May | flagNG_no_FH_May | flagFuelHeat_May | flagFH_no_NG_June | flagNG_no_FH_June | flagFuelHeat_June | flagFH_no_NG_July | flagNG_no_FH_July | flagFuelHeat_July | flagFH_no_NG_August | flagNG_no_FH_August | flagFuelHeat_August | flagFH_no_NG_September | flagNG_no_FH_September | flagFuelHeat_September | flagFH_no_NG_October | flagNG_no_FH_October | flagFuelHeat_October | flagFH_no_NG_November | flagNG_no_FH_November | flagFuelHeat_November | flagFH_no_NG_December | flagNG_no_FH_December | flagFuelHeat_December | flag_ManualPlant | flag_MisMatch
| 693 | 693^1 | 693^1 | 0 | 0 | 0 | 0 | 1 | 0 | 0 | 0 | 0 | 0 | 0 | 0 | 0 | 0 | 0 | 0 | 0 | 0 | 0 | 0 | 0 | 0 | 0 | 0 | 0 | 0 | 0 | 0 | 0 | 0 | 0 | 0 | 0 | 0 | 0 | 0 | 0 | 0 | 0 | 0 | 0 | 0 | 0 | 0 | 0 | 0 | 0 | 0 | 0 | 0 | 0 | 0 | 0 | 0 | 0 | 0 | 0 | 0 | 1 | 0
| 693 | 693^4 | 693^3 | 0 | 0 | 0 | 0 | 1 | 0 | 0 | 0 | 0 | 0 | 0 | 0 | 0 | 0 | 0 | 0 | 0 | 0 | 0 | 0 | 0 | 0 | 0 | 0 | 0 | 0 | 0 | 0 | 0 | 0 | 0 | 0 | 0 | 0 | 0 | 0 | 0 | 0 | 0 | 0 | 0 | 0 | 0 | 0 | 0 | 0 | 0 | 0 | 0 | 0 | 0 | 0 | 0 | 0 | 0 | 0 | 0 | 0 | 1 | 0
| 693 | 693^5 | 693^4 | 0 | 0 | 0 | 0 | 0 | 1 | 0 | 0 | 0 | 0 | 1 | 0 | 0 | 0 | 0 | 0 | 0 | 0 | 0 | 0 | 0 | 0 | 0 | 0 | 0 | 0 | 0 | 0 | 0 | 0 | 0 | 0 | 0 | 0 | 0 | 0 | 0 | 0 | 0 | 0 | 0 | 0 | 0 | 0 | 0 | 0 | 0 | 0 | 0 | 0 | 0 | 0 | 0 | 0 | 0 | 0 | 0 | 0 | 1 | 0
| 693 | 693^CA | 693^5 | 0 | 0 | 0 | 0 | 1 | 0 | 0 | 0 | 0 | 0 | 1 | 0 | 0 | 0 | 0 | 0 | 0 | 0 | 0 | 0 | 0 | 0 | 0 | 0 | 0 | 0 | 0 | 0 | 0 | 0 | 0 | 0 | 0 | 0 | 0 | 0 | 0 | 0 | 0 | 0 | 0 | 0 | 0 | 0 | 0 | 0 | 0 | 0 | 0 | 0 | 0 | 0 | 0 | 0 | 0 | 0 | 0 | 0 | 1 | 0
auto_sheet3_key |  | 2015
manualEdit | Plant.Code | bogen | Boiler.ID | Unit.Code | bga.source | Boiler.ID.Total.Fuel.Heat.January | PlantLine.Total.Fuel.Heat.January | flagNG_no_FH_January | flagFH_no_NG_January | flagFuelHeat_January | Boiler.ID.Total.Fuel.Heat.February | PlantLine.Total.Fuel.Heat.February | flagNG_no_FH_February | flagFH_no_NG_February | flagFuelHeat_February | Boiler.ID.Total.Fuel.Heat.March | PlantLine.Total.Fuel.Heat.March | flagNG_no_FH_March | flagFH_no_NG_March | flagFuelHeat_March | Boiler.ID.Total.Fuel.Heat.April | PlantLine.Total.Fuel.Heat.April | flagNG_no_FH_April | flagFH_no_NG_April | flagFuelHeat_April | Boiler.ID.Total.Fuel.Heat.May | PlantLine.Total.Fuel.Heat.May | flagNG_no_FH_May | flagFH_no_NG_May | flagFuelHeat_May | Boiler.ID.Total.Fuel.Heat.June | PlantLine.Total.Fuel.Heat.June | flagNG_no_FH_June | flagFH_no_NG_June | flagFuelHeat_June | Boiler.ID.Total.Fuel.Heat.July | PlantLine.Total.Fuel.Heat.July | flagNG_no_FH_July | flagFH_no_NG_July | flagFuelHeat_July | Boiler.ID.Total.Fuel.Heat.August | PlantLine.Total.Fuel.Heat.August | flagNG_no_FH_August | flagFH_no_NG_August | flagFuelHeat_August | Boiler.ID.Total.Fuel.Heat.September | PlantLine.Total.Fuel.Heat.September | flagNG_no_FH_September | flagFH_no_NG_September | flagFuelHeat_September | Boiler.ID.Total.Fuel.Heat.October | PlantLine.Total.Fuel.Heat.October | flagNG_no_FH_October | flagFH_no_NG_October | flagFuelHeat_October | Boiler.ID.Total.Fuel.Heat.November | PlantLine.Total.Fuel.Heat.November | flagNG_no_FH_November | flagFH_no_NG_November | flagFuelHeat_November | Boiler.ID.Total.Fuel.Heat.December | PlantLine.Total.Fuel.Heat.December | flagNG_no_FH_December | flagFH_no_NG_December | flagFuelHeat_December | missing.from.923 | flagBoiler.ID_assoc | orig_Boiler.ID_assoc | orig_Boiler.ID_bf.923 | flagBoiler.ID_bf.923 | missing.bf.923 | Reported.Prime.Mover_bf.923 | Reported.Prime.Mover_923 | Reported.Prime.Mover_860 | Reported.Fuel.Type.Code | Technology | Energy.Source.1 | unmapped_but_in_923 | unmapped | Orphan.Boiler | Boiler.Status | Boiler.Retirement.Year | Boiler.Retirement.Month | flag_BoilerRetired | flag_Boiler.Status | Boiler.ID.NotIn.Assoc | missingPlant.assoc | missingPlant.boilerDesignData.860 | missingPlant.generation.data.923 | missingPlant.boilerFuelData.923 | Reported.Prime.Mover_page1 | flag.ST.missing.bf.923 | flag.CACT.missingPair | flag_923bogenCTonly | flag.NGCC.badFuel | flag.ST.missing.bf.923.unmapped | flag_RPM | flag_floatingGen | flagFuelHeat | flag_STassoc_CT_CS_CA | flag_CSassociation | countFlags | YEAR | plant_bo | plant_bo_bf.923 | plant_bo_assoc
0 | 693 | 693^1 | 1 | none | eia860.org | 0 |  | 0 | 0 | 0 | 0 |  | 0 | 0 | 0 | 0 |  | 0 | 0 | 0 | 0 |  | 0 | 0 | 0 | 3915.216 |  | 0 | 0 | 0 | 0 |  | 0 | 0 | 0 | 0 |  | 0 | 0 | 0 | 0 |  | 0 | 0 | 0 | 0 |  | 0 | 0 | 0 | 0 |  | 0 | 0 | 0 | 0 |  | 0 | 0 | 0 | 0 |  | 0 | 0 | 0 | FALSE | removeChar | 1 | 1 | removeChar | FALSE | ST | ST |  | NG |  |  | FALSE | FALSE | FALSE | RE | 2015 | 11 | 0 | 0 | 0 | FALSE | FALSE | FALSE | FALSE |  | 0 | FALSE | FALSE | 0 | 0 |  | 0 | 0 | 0 | 0 | 2 | 2015 | 693^1 | 693^1 | 693^1
0 | 693 | 693^3 | 4 | none | eia860.org | 0 |  | 0 | 0 | 0 | 0 |  | 0 | 0 | 0 | 0 |  | 0 | 0 | 0 | 0 |  | 0 | 0 | 0 | 3722.328 |  | 0 | 0 | 0 | 0 |  | 0 | 0 | 0 | 0 |  | 0 | 0 | 0 | 0 |  | 0 | 0 | 0 | 0 |  | 0 | 0 | 0 | 0 |  | 0 | 0 | 0 | 0 |  | 0 | 0 | 0 | 0 |  | 0 | 0 | 0 | FALSE | removeChar | 4 | 4 | removeChar | FALSE | ST | ST |  | NG |  |  | FALSE | FALSE | FALSE | RE | 2015 | 5 | 0 | 0 | 0 | FALSE | FALSE | FALSE | FALSE |  | 0 | FALSE | FALSE | 0 | 0 |  | 0 | 0 | 0 | 0 | 2 | 2015 | 693^4 | 693^4 | 693^4
0 | 693 | 693^4 | 5 | none | string_assn | 0 |  | 0 | 0 | 0 | 3035.934 |  | 0 | 0 | 0 | 1370.736 |  | 0 | 0 | 0 | 3150.846 |  | 0 | 0 | 0 | 49916.952 |  | 0 | 0 | 0 | 25139.052 |  | 0 | 0 | 0 | 8679.96 |  | 0 | 0 | 0 | 16273.386 |  | 0 | 0 | 0 | 0 |  | 0 | 0 | 0 | 32494.446 |  | 0 | 0 | 0 | 11433.744 |  | 0 | 0 | 0 | 0 |  | 0 | 0 | 0 | FALSE |  |  | 5 | removeChar | FALSE | CT | CT |  | DFO |  |  | FALSE | FALSE | FALSE |  |  |  |  | 0 | 1 | FALSE | FALSE | FALSE | FALSE |  | 0 | TRUE | FALSE | 0 | 0 |  | 0 | 0 | 0 | 0 | 3 | 2015 | 693^5 | 693^5 | 693^NA
1 | 693 | 693^4 | CA | none | eia860.org | 0 |  | 0 | 0 | 0 | 0 |  | 0 | 0 | 0 | 0 |  | 0 | 0 | 0 | 0 |  | 0 | 0 | 0 | 0 |  | 0 | 0 | 0 | 0 |  | 0 | 0 | 0 | 0 |  | 0 | 0 | 0 | 0 |  | 0 | 0 | 0 | 5525.01 |  | 0 | 0 | 0 | 0 |  | 0 | 0 | 0 | 0 |  | 0 | 0 | 0 | 0 |  | 0 | 0 | 0 | FALSE | removeChar | CA | CA | removeChar | FALSE | CA | CA |  | NG |  |  | FALSE | FALSE | FALSE | RE | 2015 | 11 | 0 | 0 | 0 | FALSE | FALSE | FALSE | FALSE |  | 0 | TRUE | FALSE | 0 | 0 |  | 0 | 0 | 0 | 0 | 3 | 2015 | 693^CA | 693^CA | 693^CA
orig_sheet4_key |  | 2015
| plant_gen | bogen | Plant.Code
| 693^1 | 693^1 | 693
| 693^4 | 693^3 | 693
| 693^2 | 693^4 | 693
| 693^5 | 693^4 | 693
auto_sheet4_flags |  | 2015
| Plant.Code | plant_gen | bogen | missing.from.923 | Generator.Status | Orphan.Generator | unmapped_but_in_923 | unmapped | missingPlant.assoc | missingPlant.generator.data.860 | missingPlant.generation.data.923 | flag.CACT.missingPair | missing.bf.923 | missing.generation.data | flag.ST.missing.bf.923 | flag.ST.missing.bf.923.unmapped | flag_RPM | flag_floatingGen | flag_GeneratorRetired | flag_Generator.Status | flag_923bogenCTonly | flagFuelHeat | flag_STassoc_CT_CS_CA | flag_CSassociation | flagNetGenWithoutFuelHeat | flagFuelHeatWithoutNetGen | flagFH_no_NG_January | flagNG_no_FH_January | flagFuelHeat_January | flagFH_no_NG_February | flagNG_no_FH_February | flagFuelHeat_February | flagFH_no_NG_March | flagNG_no_FH_March | flagFuelHeat_March | flagFH_no_NG_April | flagNG_no_FH_April | flagFuelHeat_April | flagFH_no_NG_May | flagNG_no_FH_May | flagFuelHeat_May | flagFH_no_NG_June | flagNG_no_FH_June | flagFuelHeat_June | flagFH_no_NG_July | flagNG_no_FH_July | flagFuelHeat_July | flagFH_no_NG_August | flagNG_no_FH_August | flagFuelHeat_August | flagFH_no_NG_September | flagNG_no_FH_September | flagFuelHeat_September | flagFH_no_NG_October | flagNG_no_FH_October | flagFuelHeat_October | flagFH_no_NG_November | flagNG_no_FH_November | flagFuelHeat_November | flagFH_no_NG_December | flagNG_no_FH_December | flagFuelHeat_December | flag_ManualPlant | flag_MisMatch
| 693 | 693^1 | 693^1 | 0 | 0 | 1 | 0 | 0 | 0 | 0 | 0 | 0 | 0 | 0 | 0 | 0 | 0 | 0 | 0 | 0 | 0 | 0 | 0 | 0 | 0 | 0 | 0 | 0 | 0 | 0 | 0 | 0 | 0 | 0 | 0 | 0 | 0 | 0 | 0 | 0 | 0 | 0 | 0 | 0 | 0 | 0 | 0 | 0 | 0 | 0 | 0 | 0 | 0 | 0 | 0 | 0 | 0 | 0 | 0 | 0 | 0 | 0 | 1 | 0
| 693 | 693^2 | 693^5 | 0 | 0 | 1 | 0 | 0 | 0 | 0 | 0 | 1 | 0 | 0 | 0 | 0 | 0 | 0 | 0 | 0 | 0 | 0 | 0 | 0 | 0 | 0 | 0 | 0 | 0 | 0 | 0 | 0 | 0 | 0 | 0 | 0 | 0 | 0 | 0 | 0 | 0 | 0 | 0 | 0 | 0 | 0 | 0 | 0 | 0 | 0 | 0 | 0 | 0 | 0 | 0 | 0 | 0 | 0 | 0 | 0 | 0 | 0 | 1 | 0
| 693 | 693^4 | 693^3 | 0 | 0 | 1 | 0 | 0 | 0 | 0 | 0 | 0 | 0 | 0 | 0 | 0 | 0 | 0 | 0 | 0 | 0 | 0 | 0 | 0 | 0 | 0 | 0 | 0 | 0 | 0 | 0 | 0 | 0 | 0 | 0 | 0 | 0 | 0 | 0 | 0 | 0 | 0 | 0 | 0 | 0 | 0 | 0 | 0 | 0 | 0 | 0 | 0 | 0 | 0 | 0 | 0 | 0 | 0 | 0 | 0 | 0 | 0 | 1 | 0
| 693 | 693^5 | 693^4 | 0 | 0 | 1 | 0 | 1 | 0 | 0 | 0 | 1 | 1 | 0 | 0 | 0 | 0 | 0 | 0 | 0 | 0 | 0 | 0 | 0 | 0 | 0 | 0 | 0 | 0 | 0 | 0 | 0 | 0 | 0 | 0 | 0 | 0 | 0 | 0 | 0 | 0 | 0 | 0 | 0 | 0 | 0 | 0 | 0 | 0 | 0 | 0 | 0 | 0 | 0 | 0 | 0 | 0 | 0 | 0 | 0 | 0 | 0 | 1 | 0
auto_sheet4_key |  | 2015
manualEdit | Plant.Code | Generator.ID | bogen | Unit.Code | bga.source | Net.Generation.mwh | Generator.ID.Total.Net.Generation.January | PlantLine.Total.Fuel.Heat.January | PlantLine.Total.Net.Generation.January | flagNG_no_FH_January | flagFH_no_NG_January | flagFuelHeat_January | Generator.ID.Total.Net.Generation.February | PlantLine.Total.Fuel.Heat.February | PlantLine.Total.Net.Generation.February | flagNG_no_FH_February | flagFH_no_NG_February | flagFuelHeat_February | Generator.ID.Total.Net.Generation.March | PlantLine.Total.Fuel.Heat.March | PlantLine.Total.Net.Generation.March | flagNG_no_FH_March | flagFH_no_NG_March | flagFuelHeat_March | Generator.ID.Total.Net.Generation.April | PlantLine.Total.Fuel.Heat.April | PlantLine.Total.Net.Generation.April | flagNG_no_FH_April | flagFH_no_NG_April | flagFuelHeat_April | Generator.ID.Total.Net.Generation.May | PlantLine.Total.Fuel.Heat.May | PlantLine.Total.Net.Generation.May | flagNG_no_FH_May | flagFH_no_NG_May | flagFuelHeat_May | Generator.ID.Total.Net.Generation.June | PlantLine.Total.Fuel.Heat.June | PlantLine.Total.Net.Generation.June | flagNG_no_FH_June | flagFH_no_NG_June | flagFuelHeat_June | Generator.ID.Total.Net.Generation.July | PlantLine.Total.Fuel.Heat.July | PlantLine.Total.Net.Generation.July | flagNG_no_FH_July | flagFH_no_NG_July | flagFuelHeat_July | Generator.ID.Total.Net.Generation.August | PlantLine.Total.Fuel.Heat.August | PlantLine.Total.Net.Generation.August | flagNG_no_FH_August | flagFH_no_NG_August | flagFuelHeat_August | Generator.ID.Total.Net.Generation.September | PlantLine.Total.Fuel.Heat.September | PlantLine.Total.Net.Generation.September | flagNG_no_FH_September | flagFH_no_NG_September | flagFuelHeat_September | Generator.ID.Total.Net.Generation.October | PlantLine.Total.Fuel.Heat.October | PlantLine.Total.Net.Generation.October | flagNG_no_FH_October | flagFH_no_NG_October | flagFuelHeat_October | Generator.ID.Total.Net.Generation.November | PlantLine.Total.Fuel.Heat.November | PlantLine.Total.Net.Generation.November | flagNG_no_FH_November | flagFH_no_NG_November | flagFuelHeat_November | Generator.ID.Total.Net.Generation.December | PlantLine.Total.Fuel.Heat.December | PlantLine.Total.Net.Generation.December | flagNG_no_FH_December | flagFH_no_NG_December | flagFuelHeat_December | missing.from.923 | orig_Generator.ID_923 | flagGenerator.ID_923 | orig_Generator.ID_860 | flagGenerator.ID_860 | flagGenerator.ID_assoc | orig_Generator.ID_assoc | missing.bf.923 | Reported.Prime.Mover_bf.923 | Reported.Prime.Mover_923 | Reported.Prime.Mover_860 | Reported.Fuel.Type.Code | Technology | Energy.Source.1 | Generator.Status | Orphan.Generator | unmapped_but_in_923 | unmapped | flag_Generator.Status | Generator.Retirement.Year | Generator.Retirement.Month | flag_GeneratorRetired | missingPlant.assoc | missingPlant.generator.data.860 | missingPlant.generation.data.923 | Reported.Prime.Mover_page1 | flag.ST.missing.bf.923 | flag.CACT.missingPair | flag_923bogenCTonly | flag.NGCC.badFuel | flag.ST.missing.bf.923.unmapped | flag_RPM | flag_floatingGen | flagNetGenWithoutFuelHeat | flagFuelHeatWithoutNetGen | flagFuelHeat | flag_STassoc_CT_CS_CA | flag_CSassociation | countFlags | YEAR | plant_gen | plant_gen.923 | plant_gen.860 | plant_gen_assoc | missing.generation.data
0 | 693 | 1 | 693^1 | none | eia860.org | 185 | 0 |  |  | 0 | 0 | 0 | 0 |  |  | 0 | 0 | 0 | 0 |  |  | 0 | 0 | 0 | 0 |  |  | 0 | 0 | 0 | 185 |  |  | 0 | 0 | 0 | 0 |  |  | 0 | 0 | 0 | 0 |  |  | 0 | 0 | 0 | 0 |  |  | 0 | 0 | 0 | 0 |  |  | 0 | 0 | 0 | 0 |  |  | 0 | 0 | 0 | 0 |  |  | 0 | 0 | 0 | 0 |  |  | 0 | 0 | 0 | FALSE | 1 | removeChar |  |  | removeChar | 1 | FALSE | ST | ST |  | NG |  |  |  | TRUE | FALSE | FALSE | 0 | 2015 | 11 | 0 | FALSE | FALSE | FALSE |  | 0 | FALSE | FALSE | 0 | 0 |  | 0 | 0 | 0 | 0 | 0 | 0 | 2 | 2015 | 693^1 | 693^1 | 693^NA | 693^1 | FALSE
1 | 693 | 2 | 693^4 | none | eia860.org | 4732 | 0 |  |  | 0 | 0 | 0 | 76 |  |  | 0 | 0 | 0 | 0 |  |  | 0 | 0 | 0 | 85 |  |  | 0 | 0 | 0 | 1714 |  |  | 0 | 0 | 0 | 725 |  |  | 0 | 0 | 0 | 225 |  |  | 0 | 0 | 0 | 475 |  |  | 0 | 0 | 0 | 142 |  |  | 0 | 0 | 0 | 945 |  |  | 0 | 0 | 0 | 345 |  |  | 0 | 0 | 0 | 0 |  |  | 0 | 0 | 0 | FALSE | 2 | removeChar |  |  | removeChar | 2 | FALSE | CA | CA |  | NG |  |  |  | TRUE | FALSE | FALSE | 0 | 2015 | 11 | 0 | FALSE | FALSE | FALSE |  | 0 | TRUE | FALSE | 0 | 0 |  | 0 | 0 | 0 | 0 | 0 | 0 | 3 | 2015 | 693^2 | 693^2 | 693^NA | 693^2 | FALSE
0 | 693 | 4 | 693^3 | none | eia860.org | 213 | 0 |  |  | 0 | 0 | 0 | 0 |  |  | 0 | 0 | 0 | 0 |  |  | 0 | 0 | 0 | 0 |  |  | 0 | 0 | 0 | 213 |  |  | 0 | 0 | 0 | 0 |  |  | 0 | 0 | 0 | 0 |  |  | 0 | 0 | 0 | 0 |  |  | 0 | 0 | 0 | 0 |  |  | 0 | 0 | 0 | 0 |  |  | 0 | 0 | 0 | 0 |  |  | 0 | 0 | 0 | 0 |  |  | 0 | 0 | 0 | FALSE | 4 | removeChar |  |  | removeChar | 4 | FALSE | ST | ST |  | NG |  |  |  | TRUE | FALSE | FALSE | 0 | 2015 | 5 | 0 | FALSE | FALSE | FALSE |  | 0 | FALSE | FALSE | 0 | 0 |  | 0 | 0 | 0 | 0 | 0 | 0 | 2 | 2015 | 693^4 | 693^4 | 693^NA | 693^4 | FALSE
0 | 693 | 5 | 693^4 | none | fillwithGenID | 11107 | 0 |  |  | 0 | 0 | 0 | 287 |  |  | 0 | 0 | 0 | 96 |  |  | 0 | 0 | 0 | 304 |  |  | 0 | 0 | 0 | 3387 |  |  | 0 | 0 | 0 | 1791 |  |  | 0 | 0 | 0 | 598 |  |  | 0 | 0 | 0 | 1163 |  |  | 0 | 0 | 0 | 390 |  |  | 0 | 0 | 0 | 2291 |  |  | 0 | 0 | 0 | 800 |  |  | 0 | 0 | 0 | 0 |  |  | 0 | 0 | 0 | FALSE | 5 | removeChar |  |  |  |  | TRUE |  | CT | [5 empty] | TRUE | FALSE | TRUE | 0 | 2015 | 11 | 0 | FALSE | FALSE | FALSE |  |  | TRUE | FALSE | 0 |  |  | 0 | 0 | 0 | 0 | 0 | 0 | 5 | 2015 | 693^5 | 693^5 | 693^NA | 693^NA | FALSE
EIA_associationTable |  | 2015
| Utility.ID | Utility.Name | Plant.Code | Plant.Name | Boiler.ID | Generator.ID | Steam.Plant.Type
| 19804 | City of Vero Beach - (FL) | 693 | Vero Beach Municipal Power Plant | 1 | 1 | 2
| 19804 | City of Vero Beach - (FL) | 693 | Vero Beach Municipal Power Plant | CA | 2 | 2
| 19804 | City of Vero Beach - (FL) | 693 | Vero Beach Municipal Power Plant | 3 | 3 | 2
| 19804 | City of Vero Beach - (FL) | 693 | Vero Beach Municipal Power Plant | 4 | 4 | 2
generator.data.860 |  | 2015
| Utility.ID | Utility.Name | Plant.Code | Plant.Name | State | County | Generator.ID | Technology | Prime.Mover | Unit.Code | Ownership | Duct.Burners | Can.Bypass.Heat.Recovery.Steam.Generator. | RTO.ISO.LMP.Node.Designation | RTO.ISO.Location.Designation.for.Reporting.Wholesale.Sales.Data.to.FERC | Nameplate.Capacity..MW. | Nameplate.Power.Factor | Summer.Capacity..MW. | Winter.Capacity..MW. | Minimum.Load..MW. | Uprate.or.Derate.Completed.During.Year | Month.Uprate.or.Derate.Completed | Year.Uprate.or.Derate.Completed | Status | Synchronized.to.Transmission.Grid | Operating.Month | Operating.Year | Planned.Retirement.Month | Planned.Retirement.Year | Associated.with.Combined.Heat.and.Power.System | Sector.Name | Sector | Topping.or.Bottoming | Energy.Source.1 | Energy.Source.2 | Energy.Source.3 | Energy.Source.4 | Energy.Source.5 | Energy.Source.6 | Startup.Source.1 | Startup.Source.2 | Startup.Source.3 | Startup.Source.4 | Solid.Fuel.Gasification.System. | Carbon.Capture.Technology. | Turbines..Inverters..or.Hydrokinetic.Buoys | Time.from.Cold.Shutdown.to.Full.Load | Fluidized.Bed.Technology. | Pulverized.Coal.Technology. | Stoker.Technology. | Other.Combustion.Technology. | Subcritical.Technology. | Supercritical.Technology. | Ultrasupercritical.Technology. | Planned.Net.Summer.Capacity.Uprate..MW. | Planned.Net.Winter.Capacity.Uprate..MW. | Planned.Uprate.Month | Planned.Uprate.Year | Planned.Net.Summer.Capacity.Derate..MW. | Planned.Net.Winter.Capacity.Derate..MW. | Planned.Derate.Month | Planned.Derate.Year | Planned.New.Prime.Mover | Planned.Energy.Source.1 | Planned.New.Nameplate.Capacity..MW. | Planned.Repower.Month | Planned.Repower.Year | Other.Planned.Modifications. | Other.Modifications.Month | Other.Modifications.Year | Cofire.Fuels. | Switch.Between.Oil.and.Natural.Gas.
retiredGenerators.860 |  | 2015
| Utility.ID | Utility.Name | Plant.Code | Plant.Name | State | County | Generator.ID | Technology | Prime.Mover | Unit.Code | Ownership | Duct.Burners | Can.Bypass.Heat.Recovery.Steam.Generator. | RTO.ISO.LMP.Node.Designation | RTO.ISO.Location.Designation.for.Reporting.Wholesale.Sales.Data.to.FERC | Nameplate.Capacity..MW. | Nameplate.Power.Factor | Summer.Capacity..MW. | Winter.Capacity..MW. | Minimum.Load..MW. | Uprate.or.Derate.Completed.During.Year | Month.Uprate.or.Derate.Completed | Year.Uprate.or.Derate.Completed | Status | Synchronized.to.Transmission.Grid | Operating.Month | Operating.Year | Retirement.Month | Retirement.Year | Associated.with.Combined.Heat.and.Power.System | Sector.Name | Sector | Topping.or.Bottoming | Energy.Source.1 | Energy.Source.2 | Energy.Source.3 | Energy.Source.4 | Energy.Source.5 | Energy.Source.6 | Startup.Source.1 | Startup.Source.2 | Startup.Source.3 | Startup.Source.4 | Solid.Fuel.Gasification.System. | Carbon.Capture.Technology. | Turbines..Inverters..or.Hydrokinetic.Buoys | Time.from.Cold.Shutdown.to.Full.Load | Fluidized.Bed.Technology. | Pulverized.Coal.Technology. | Stoker.Technology. | Other.Combustion.Technology. | Subcritical.Technology. | Supercritical.Technology. | Ultrasupercritical.Technology. | Cofire.Fuels. | Switch.Between.Oil.and.Natural.Gas.
| 19804 | City of Vero Beach - (FL) | 693 | Vero Beach Municipal Power Plant | FL | Indian River | 1 | Natural Gas Steam Turbine | ST |  | S | X | X |  |  | 12.5 | 0.98 | 13 | 13 | 3 | N |  |  | RE | X | 11 | 1961 | 11 | 2015 | N | Electric Utility | 1 | X | NG | DFO | [8 empty] | N | N |  | 12H | [7 empty] | N | N
| 19804 | City of Vero Beach - (FL) | 693 | Vero Beach Municipal Power Plant | FL | Indian River | 2 | Natural Gas Fired Combined Cycle | CA | G561 | S | N | X |  |  | 16.5 | 0.98 | 13 | 13 | 10 | N |  |  | RE | X | 8 | 1964 | 11 | 2015 | N | Electric Utility | 1 | X | NG | [9 empty] | N | N |  | 12H | [7 empty] | N | N
| 19804 | City of Vero Beach - (FL) | 693 | Vero Beach Municipal Power Plant | FL | Indian River | 3 | Natural Gas Steam Turbine | ST |  | S | X | X |  |  | 33 | 0.98 | 33 | 33 | 10 | N |  |  | RE | X | 9 | 1971 | 10 | 2014 | N | Electric Utility | 1 | X | NG | RFO | [8 empty] | N | N |  | 12H | [7 empty] | N | Y
| 19804 | City of Vero Beach - (FL) | 693 | Vero Beach Municipal Power Plant | FL | Indian River | 4 | Natural Gas Steam Turbine | ST |  | S | X | X |  |  | 55 | 0.98 | 56 | 56 | 16 | N |  |  | RE | X | 8 | 1976 | 5 | 2015 | N | Electric Utility | 1 | X | NG | [9 empty] | N | N |  | OVER | [7 empty] | N | N
| 19804 | City of Vero Beach - (FL) | 693 | Vero Beach Municipal Power Plant | FL | Indian River | 5 | Natural Gas Fired Combined Cycle | CT | G561 | S | X | Y |  |  | 41.4 | 0.98 | 35 | 40 | 22 | N |  |  | RE | X | 12 | 1992 | 11 | 2015 | N | Electric Utility | 1 | X | NG | DFO | [8 empty] | N | N |  | 1H | [7 empty] | N | Y
Boiler_InfoDesign_Parameters.860 |  | 2015
| Utility.ID | Utility.Name | Plant.Code | Plant.Name | State | Boiler.ID | Boiler.Status | Type.of.Boiler | Inservice.Month | Inservice.Year | Retirement.Month | Retirement.Year | Firing.Type.1 | Firing.Type.2 | Firing.Type.3 | Max.Steam.Flow..Thousand.Pounds.per.Hour. | Firing.Rate.Using.Coal..0.1.Tons.per.Hour. | Firing.Rate.Using.Petroleum..0.1.Barrels.per.Hour. | Firing.Rate.Using.Gas..0.1.MCF.per.Hour. | Firing.Rate.Using.Other.Fuels | Waste.Heat.Input..Million.BTU.per.Hour. | Primary.Fuel.1 | Primary.Fuel.2 | Primary.Fuel.3 | Primary.Fuel.4 | Turndown.Ratio | Efficiency.100..Load | Efficiency.50..Load | Air.Flow.100..Load..Cubic.Feet.per.Minute. | Wet.Dry.Bottom | Fly.Ash.Reinjection | Steam.Plant.Type | missingData
| 19804 | City of Vero Beach - (FL) | 693 | Vero Beach Municipal Power Plant | FL | 1 | RE | N | 6 | 1961 | 11 | 2015 | WF |  |  | 140 | 0 | 24 | 160 | 0 |  | NG |  |  |  | 2016 | 0.859 | 0.82 | 36840 |  | N | 2 | 0
| 19804 | City of Vero Beach - (FL) | 693 | Vero Beach Municipal Power Plant | FL | 3 | RE | N | 6 | 1976 | 10 | 2014 | WF |  |  | 321 | 0 | 69 | 388 | 0 |  | NG | RFO |  |  | 3.3 | 0.878 | 0.878 | 80000 |  | N | 2 | 0
| 19804 | City of Vero Beach - (FL) | 693 | Vero Beach Municipal Power Plant | FL | 4 | RE | D | 6 | 1976 | 5 | 2015 | WF |  |  | 505 | 0 | 100 | 495 | 0 |  | NG |  |  |  | 4 | 0.882 | 0.891 | 118500 |  | N | 2 | 0
| 19804 | City of Vero Beach - (FL) | 693 | Vero Beach Municipal Power Plant | FL | CA | RE | N | 6 | 1976 | 11 | 2015 | VF |  |  | 1454 |  |  | 437.3 |  | 130 | NG |  |  |  | 3 | 0.383 | 0.252 | 113900 |  | N | 2 | 0
boilerFuelData_923 |  | 2015
| Plant.Code | Combined.Heat.And..Power.Plant | Plant.Name | Operator.Name | Operator.Id | Plant.State | Census.Region | NERC.Region | NAICS.Code | Sector.Number | Sector.Name | Boiler.ID | Reported.Prime.Mover | Reported.Fuel.Type.Code | Physical.Unit.Label | Quantity.Of.Fuel.Consumed.January | Quantity.Of.Fuel.Consumed.February | Quantity.Of.Fuel.Consumed.March | Quantity.Of.Fuel.Consumed.April | Quantity.Of.Fuel.Consumed.May | Quantity.Of.Fuel.Consumed.June | Quantity.Of.Fuel.Consumed.July | Quantity.Of.Fuel.Consumed.August | Quantity.Of.Fuel.Consumed.September | Quantity.Of.Fuel.Consumed.October | Quantity.Of.Fuel.Consumed.November | Quantity.Of.Fuel.Consumed.December | MMbtu.Per.Unit.January | MMbtu.Per.Unit.February | MMbtu.Per.Unit.March | MMbtu.Per.Unit.April | MMbtu.Per.Unit.May | MMbtu.Per.Unit.June | MMbtu.Per.Unit.July | MMbtu.Per.Unit.August | MMbtu.Per.Unit.September | MMbtu.Per.Unit.October | MMbtu.Per.Unit.November | MMbtu.Per.Unit.December | Sulfur.Content.January | Sulfur.Content.February | Sulfur.Content.March | Sulfur.Content.April | Sulfur.Content.May | Sulfur.Content.June | Sulfur.Content.July | Sulfur.Content.August | Sulfur.Content.September | Sulfur.Content.October | Sulfur.Content.November | Sulfur.Content.December | Ash.Content.January | Ash.Content.February | Ash.Content.March | Ash.Content.April | Ash.Content.May | Ash.Content.June | Ash.Content.July | Ash.Content.August | Ash.Content.September | Ash.Content.October | Ash.Content.November | Ash.Content.December | Total.Fuel.Consumption.Quantity | YEAR | missingData
| 693 | N | Vero Beach Municipal Power Plant | City of Vero Beach - (FL) | 19804 | FL | SAT | FRCC | 22 | 1 | Electric Utility | 1 | ST | DFO | barrels | 0 | 0 | 0 | 0 | 0 | 0 | 0 | 0 | 0 | 0 | 0 | 0 | 0 | 0 | 0 | 0 | 0 | 0 | 0 | 0 | 0 | 0 | 0 | 0 | 0 | 0 | 0 | 0 | 0 | 0 | 0 | 0 | 0 | 0 | 0 | 0 | 0 | 0 | 0 | 0 | 0 | 0 | 0 | 0 | 0 | 0 | 0 | 0 | 0 | 2015 | 0
| 693 | N | Vero Beach Municipal Power Plant | City of Vero Beach - (FL) | 19804 | FL | SAT | FRCC | 22 | 1 | Electric Utility | 5 | CT | DFO | barrels | 0 | 0 | 0 | 0 | 0 | 0 | 0 | 0 | 0 | 0 | 0 | 0 | 0 | 0 | 0 | 0 | 0 | 0 | 0 | 0 | 0 | 0 | 0 | 0 | 0 | 0 | 0 | 0 | 0 | 0 | 0 | 0 | 0 | 0 | 0 | 0 | 0 | 0 | 0 | 0 | 0 | 0 | 0 | 0 | 0 | 0 | 0 | 0 | 0 | 2015 | 0
| 693 | N | Vero Beach Municipal Power Plant | City of Vero Beach - (FL) | 19804 | FL | SAT | FRCC | 22 | 1 | Electric Utility | 5 | CT | NG | Mcf | 0 | 2959 | 1336 | 3071 | 48652 | 24502 | 8460 | 15861 | 0 | 31671 | 11144 | 0 | 0 | 1.026 | 1.026 | 1.026 | 1.026 | 1.026 | 1.026 | 1.026 | 0 | 1.026 | 1.026 | 0 | 0 | 0 | 0 | 0 | 0 | 0 | 0 | 0 | 0 | 0 | 0 | 0 | 0 | 0 | 0 | 0 | 0 | 0 | 0 | 0 | 0 | 0 | 0 | 0 | 147656 | 2015 | 0
| 693 | N | Vero Beach Municipal Power Plant | City of Vero Beach - (FL) | 19804 | FL | SAT | FRCC | 22 | 1 | Electric Utility | 1 | ST | NG | Mcf | 0 | 0 | 0 | 0 | 3816 | 0 | 0 | 0 | 0 | 0 | 0 | 0 | 0 | 0 | 0 | 0 | 1.026 | 0 | 0 | 0 | 0 | 0 | 0 | 0 | 0 | 0 | 0 | 0 | 0 | 0 | 0 | 0 | 0 | 0 | 0 | 0 | 0 | 0 | 0 | 0 | 0 | 0 | 0 | 0 | 0 | 0 | 0 | 0 | 3816 | 2015 | 0
| 693 | N | Vero Beach Municipal Power Plant | City of Vero Beach - (FL) | 19804 | FL | SAT | FRCC | 22 | 1 | Electric Utility | 4 | ST | NG | Mcf | 0 | 0 | 0 | 0 | 3628 | 0 | 0 | 0 | 0 | 0 | 0 | 0 | 0 | 0 | 0 | 0 | 1.026 | 0 | 0 | 0 | 0 | 0 | 0 | 0 | 0 | 0 | 0 | 0 | 0 | 0 | 0 | 0 | 0 | 0 | 0 | 0 | 0 | 0 | 0 | 0 | 0 | 0 | 0 | 0 | 0 | 0 | 0 | 0 | 3628 | 2015 | 0
| 693 | N | Vero Beach Municipal Power Plant | City of Vero Beach - (FL) | 19804 | FL | SAT | FRCC | 22 | 1 | Electric Utility | CA | CA | NG | Mcf | 0 | 0 | 0 | 0 | 0 | 0 | 0 | 0 | 5385 | 0 | 0 | 0 | 0 | 0 | 0 | 0 | 0 | 0 | 0 | 0 | 1.026 | 0 | 0 | 0 | 0 | 0 | 0 | 0 | 0 | 0 | 0 | 0 | 0 | 0 | 0 | 0 | 0 | 0 | 0 | 0 | 0 | 0 | 0 | 0 | 0 | 0 | 0 | 0 | 5385 | 2015 | 0
generation.data.923 |  | 2015
| Plant.Code | Combined.Heat.And.Power.Plant | Plant.Name | Operator.Name | Operator.Id | Plant.State | Census.Region | NERC.Region | NAICS.Code | Sector.Number | Sector.Name | Generator.ID | Reported.Prime.Mover | Net.Generation.January | Net.Generation.February | Net.Generation.March | Net.Generation.April | Net.Generation.May | Net.Generation.June | Net.Generation.July | Net.Generation.August | Net.Generation.September | Net.Generation.October | Net.Generation.November | Net.Generation.December | Net.Generation.Year.To.Date | YEAR | missingData
| 693 | N | Vero Beach Municipal Power Plant | City of Vero Beach - (FL) | 19804 | FL | SAT | FRCC | 22 | 1 | Electric Utility | 1 | ST | 0 | 0 | 0 | 0 | 185 | 0 | 0 | 0 | 0 | 0 | 0 | 0 | 185 | 2015 | 0
| 693 | N | Vero Beach Municipal Power Plant | City of Vero Beach - (FL) | 19804 | FL | SAT | FRCC | 22 | 1 | Electric Utility | 4 | ST | 0 | 0 | 0 | 0 | 213 | 0 | 0 | 0 | 0 | 0 | 0 | 0 | 213 | 2015 | 0
| 693 | N | Vero Beach Municipal Power Plant | City of Vero Beach - (FL) | 19804 | FL | SAT | FRCC | 22 | 1 | Electric Utility | 2 | CA | 0 | 76 | 0 | 85 | 1714 | 725 | 225 | 475 | 142 | 945 | 345 | 0 | 4732 | 2015 | 0
| 693 | N | Vero Beach Municipal Power Plant | City of Vero Beach - (FL) | 19804 | FL | SAT | FRCC | 22 | 1 | Electric Utility | 5 | CT | 0 | 287 | 96 | 304 | 3387 | 1791 | 598 | 1163 | 390 | 2291 | 800 | 0 | 11107 | 2015 | 0
page1GenFuelData.923 |  | 2015
| Plant.Code | Combined.Heat.And.Power.Plant | Nuclear.Unit.Id | Plant.Name | Operator.Name | Operator.Id | Plant.State | Census.Region | NERC.Region | Reserved | NAICS.Code | EIA.Sector.Number | Sector.Name | Reported.Prime.Mover | Reported.Fuel.Type.Code | AER.Fuel.Type.Code | Reserved.1 | Reserved.2 | Physical.Unit.Label | Quantity.January | Quantity.February | Quantity.March | Quantity.April | Quantity.May | Quantity.June | Quantity.July | Quantity.August | Quantity.September | Quantity.October | Quantity.November | Quantity.December | Elec_Quantity.January | Elec_Quantity.February | Elec_Quantity.March | Elec_Quantity.April | Elec_Quantity.May | Elec_Quantity.June | Elec_Quantity.July | Elec_Quantity.August | Elec_Quantity.September | Elec_Quantity.October | Elec_Quantity.November | Elec_Quantity.December | MMBtuPer_Unit.January | MMBtuPer_Unit.February | MMBtuPer_Unit.March | MMBtuPer_Unit.April | MMBtuPer_Unit.May | MMBtuPer_Unit.June | MMBtuPer_Unit.July | MMBtuPer_Unit.August | MMBtuPer_Unit.September | MMBtuPer_Unit.October | MMBtuPer_Unit.November | MMBtuPer_Unit.December | Tot_MMBtu.January | Tot_MMBtu.February | Tot_MMBtu.March | Tot_MMBtu.April | Tot_MMBtu.May | Tot_MMBtu.June | Tot_MMBtu.July | Tot_MMBtu.August | Tot_MMBtu.September | Tot_MMBtu.October | Tot_MMBtu.November | Tot_MMBtu.December | Elec_MMBtu.January | Elec_MMBtu.February | Elec_MMBtu.March | Elec_MMBtu.April | Elec_MMBtu.May | Elec_MMBtu.June | Elec_MMBtu.July | Elec_MMBtu.August | Elec_MMBtu.September | Elec_MMBtu.October | Elec_MMBtu.November | Elec_MMBtu.December | Netgen.January | Netgen.February | Netgen.March | Netgen.April | Netgen.May | Netgen.June | Netgen.July | Netgen.August | Netgen.September | Netgen.October | Netgen.November | Netgen.December | Total.Fuel.Consumption.Quantity | Electric.Fuel.Consumption.Quantity | Total.Fuel.Consumption.MMBtu | Elec.Fuel.Consumption.MMBtu | Net.Generation..Megawatthours. | YEAR | missingData
| 693 | N | . | Vero Beach Municipal Power Plant | City of Vero Beach - (FL) | 19804 | FL | SAT | FRCC |  | 22 | 1 | Electric Utility | CA | DFO | DFO |  |  | barrels | 0 | 0 | 0 | 0 | 0 | 0 | 0 | 0 | 0 | 0 | 0 | 0 | 0 | 0 | 0 | 0 | 0 | 0 | 0 | 0 | 0 | 0 | 0 | 0 | 0 | 0 | 0 | 0 | 0 | 0 | 0 | 0 | 0 | 0 | 0 | 0 | 0 | 0 | 0 | 0 | 0 | 0 | 0 | 0 | 0 | 0 | 0 | 0 | 0 | 0 | 0 | 0 | 0 | 0 | 0 | 0 | 0 | 0 | 0 | 0 | 0 | 0 | 0 | 0 | 0 | 0 | 0 | 0 | 0 | 0 | 0 | 0 | 0 | 0 | 0 | 0 | 0 | 2015 | 0
| 693 | N | . | Vero Beach Municipal Power Plant | City of Vero Beach - (FL) | 19804 | FL | SAT | FRCC |  | 22 | 1 | Electric Utility | CA | NG | NG |  |  | mcf | 0 | 0 | 0 | 0 | 0 | 0 | 0 | 0 | 5385 | 0 | 0 | 0 | 0 | 0 | 0 | 0 | 0 | 0 | 0 | 0 | 5385 | 0 | 0 | 0 | 0 | 0 | 0 | 0 | 0 | 0 | 0 | 0 | 1.026 | 0 | 0 | 0 | 0 | 0 | 0 | 0 | 0 | 0 | 0 | 0 | 5525 | 0 | 0 | 0 | 0 | 0 | 0 | 0 | 0 | 0 | 0 | 0 | 5525 | 0 | 0 | 0 | 0 | 76 | 0 | 85 | 1714 | 725 | 225 | 475 | 142 | 945 | 345 | 0 | 5385 | 5385 | 5525 | 5525 | 4732 | 2015 | 0
| 693 | N | . | Vero Beach Municipal Power Plant | City of Vero Beach - (FL) | 19804 | FL | SAT | FRCC |  | 22 | 1 | Electric Utility | CT | DFO | DFO |  |  | barrels | 0 | 0 | 0 | 0 | 0 | 0 | 0 | 0 | 0 | 0 | 0 | 0 | 0 | 0 | 0 | 0 | 0 | 0 | 0 | 0 | 0 | 0 | 0 | 0 | 0 | 0 | 0 | 0 | 0 | 0 | 0 | 0 | 0 | 0 | 0 | 0 | 0 | 0 | 0 | 0 | 0 | 0 | 0 | 0 | 0 | 0 | 0 | 0 | 0 | 0 | 0 | 0 | 0 | 0 | 0 | 0 | 0 | 0 | 0 | 0 | 0 | 0 | 0 | 0 | 0 | 0 | 0 | 0 | 0 | 0 | 0 | 0 | 0 | 0 | 0 | 0 | 0 | 2015 | 0
| 693 | N | . | Vero Beach Municipal Power Plant | City of Vero Beach - (FL) | 19804 | FL | SAT | FRCC |  | 22 | 1 | Electric Utility | CT | NG | NG |  |  | mcf | 0 | 2959 | 1336 | 3071 | 48652 | 24502 | 8460 | 15861 | 0 | 31671 | 11144 | 0 | 0 | 2959 | 1336 | 3071 | 48652 | 24502 | 8460 | 15861 | 0 | 31671 | 11144 | 0 | 0 | 1.026 | 1.026 | 1.026 | 1.026 | 1.026 | 1.026 | 1.026 | 0 | 1.026 | 1.026 | 0 | 0 | 3036 | 1371 | 3151 | 49917 | 25139 | 8680 | 16273 | 0 | 32494 | 11434 | 0 | 0 | 3036 | 1371 | 3151 | 49917 | 25139 | 8680 | 16273 | 0 | 32494 | 11434 | 0 | 0 | 287 | 96 | 304 | 3387 | 1791 | 598 | 1163 | 390 | 2291 | 800 | 0 | 147656 | 147656 | 151495 | 151495 | 11107 | 2015 | 0
| 693 | N | . | Vero Beach Municipal Power Plant | City of Vero Beach - (FL) | 19804 | FL | SAT | FRCC |  | 22 | 1 | Electric Utility | CT | RFO | RFO |  |  | barrels | 0 | 0 | 0 | 0 | 0 | 0 | 0 | 0 | 0 | 0 | 0 | 0 | 0 | 0 | 0 | 0 | 0 | 0 | 0 | 0 | 0 | 0 | 0 | 0 | 0 | 0 | 0 | 0 | 0 | 0 | 0 | 0 | 0 | 0 | 0 | 0 | 0 | 0 | 0 | 0 | 0 | 0 | 0 | 0 | 0 | 0 | 0 | 0 | 0 | 0 | 0 | 0 | 0 | 0 | 0 | 0 | 0 | 0 | 0 | 0 | 0 | 0 | 0 | 0 | 0 | 0 | 0 | 0 | 0 | 0 | 0 | 0 | 0 | 0 | 0 | 0 | 0 | 2015 | 0
| 693 | N | . | Vero Beach Municipal Power Plant | City of Vero Beach - (FL) | 19804 | FL | SAT | FRCC |  | 22 | 1 | Electric Utility | ST | DFO | DFO |  |  | barrels | 0 | 0 | 0 | 0 | 0 | 0 | 0 | 0 | 0 | 0 | 0 | 0 | 0 | 0 | 0 | 0 | 0 | 0 | 0 | 0 | 0 | 0 | 0 | 0 | 0 | 0 | 0 | 0 | 0 | 0 | 0 | 0 | 0 | 0 | 0 | 0 | 0 | 0 | 0 | 0 | 0 | 0 | 0 | 0 | 0 | 0 | 0 | 0 | 0 | 0 | 0 | 0 | 0 | 0 | 0 | 0 | 0 | 0 | 0 | 0 | 0 | 0 | 0 | 0 | 0 | 0 | 0 | 0 | 0 | 0 | 0 | 0 | 0 | 0 | 0 | 0 | 0 | 2015 | 0
| 693 | N | . | Vero Beach Municipal Power Plant | City of Vero Beach - (FL) | 19804 | FL | SAT | FRCC |  | 22 | 1 | Electric Utility | ST | NG | NG |  |  | mcf | 0 | 0 | 0 | 0 | 7444 | 0 | 0 | 0 | 0 | 0 | 0 | 0 | 0 | 0 | 0 | 0 | 7444 | 0 | 0 | 0 | 0 | 0 | 0 | 0 | 0 | 0 | 0 | 0 | 1.026 | 0 | 0 | 0 | 0 | 0 | 0 | 0 | 0 | 0 | 0 | 0 | 7638 | 0 | 0 | 0 | 0 | 0 | 0 | 0 | 0 | 0 | 0 | 0 | 7638 | 0 | 0 | 0 | 0 | 0 | 0 | 0 | 0 | 0 | 0 | 0 | 398 | 0 | 0 | 0 | 0 | 0 | 0 | 0 | 7444 | 7444 | 7638 | 7638 | 398 | 2015 | 0
FuelHeatByLine |  | 2015
| Plant.Code | Boiler.ID | bogen | Reported.Prime.Mover_bf.923 | Reported.Fuel.Type.Code | Fuel.Heat.January | Fuel.Heat.February | Fuel.Heat.March | Fuel.Heat.April | Fuel.Heat.May | Fuel.Heat.June | Fuel.Heat.July | Fuel.Heat.August | Fuel.Heat.September | Fuel.Heat.October | Fuel.Heat.November | Fuel.Heat.December | YEAR
| 693 | 1 | 693^1 | ST | NG | 0 | 0 | 0 | 0 | 3915.216 | 0 | 0 | 0 | 0 | 0 | 0 | 0 | 2015
| 693 | 1 | 693^1 | ST | DFO | 0 | 0 | 0 | 0 | 0 | 0 | 0 | 0 | 0 | 0 | 0 | 0 | 2015
| 693 | 4 | 693^3 | ST | NG | 0 | 0 | 0 | 0 | 3722.328 | 0 | 0 | 0 | 0 | 0 | 0 | 0 | 2015
| 693 | 5 | 693^4 | CT | DFO | 0 | 0 | 0 | 0 | 0 | 0 | 0 | 0 | 0 | 0 | 0 | 0 | 2015
| 693 | 5 | 693^4 | CT | NG | 0 | 3035.934 | 1370.736 | 3150.846 | 49916.952 | 25139.052 | 8679.96 | 16273.386 | 0 | 32494.446 | 11433.744 | 0 | 2015
| 693 | CA | 693^5 | CA | NG | 0 | 0 | 0 | 0 | 0 | 0 | 0 | 0 | 5525.01 | 0 | 0 | 0 | 2015
NetGenByLine |  | 2015
| Plant.Code | Generator.ID | bogen | Reported.Prime.Mover | Net.Generation.Year.To.Date | Net.Generation.January | Net.Generation.February | Net.Generation.March | Net.Generation.April | Net.Generation.May | Net.Generation.June | Net.Generation.July | Net.Generation.August | Net.Generation.September | Net.Generation.October | Net.Generation.November | Net.Generation.December | YEAR
| 693 | 1 | 693^1 | ST | 185 | 0 | 0 | 0 | 0 | 185 | 0 | 0 | 0 | 0 | 0 | 0 | 0 | 2015
| 693 | 2 | 693^5 | CA | 4732 | 0 | 76 | 0 | 85 | 1714 | 725 | 225 | 475 | 142 | 945 | 345 | 0 | 2015
| 693 | 4 | 693^3 | ST | 213 | 0 | 0 | 0 | 0 | 213 | 0 | 0 | 0 | 0 | 0 | 0 | 0 | 2015
| 693 | 5 | 693^4 | CT | 11107 | 0 | 287 | 96 | 304 | 3387 | 1791 | 598 | 1163 | 390 | 2291 | 800 | 0 | 2015
FuelHeatByBoilerID |  | 2015
| Plant.Code | Boiler.ID | bogen | Reported.Prime.Mover_bf.923 | flagFuelHeat | Boiler.ID.Total.Fuel.Heat.January | Boiler.ID.Total.Fuel.Heat.February | Boiler.ID.Total.Fuel.Heat.March | Boiler.ID.Total.Fuel.Heat.April | Boiler.ID.Total.Fuel.Heat.May | Boiler.ID.Total.Fuel.Heat.June | Boiler.ID.Total.Fuel.Heat.July | Boiler.ID.Total.Fuel.Heat.August | Boiler.ID.Total.Fuel.Heat.September | Boiler.ID.Total.Fuel.Heat.October | Boiler.ID.Total.Fuel.Heat.November | Boiler.ID.Total.Fuel.Heat.December | YEAR
| 693 | 1 | 693^1 | ST | 0 | 0 | 0 | 0 | 0 | 3915.216 | 0 | 0 | 0 | 0 | 0 | 0 | 0 | 2015
| 693 | 4 | 693^3 | ST | 0 | 0 | 0 | 0 | 0 | 3722.328 | 0 | 0 | 0 | 0 | 0 | 0 | 0 | 2015
| 693 | 5 | 693^4 | CT | 0 | 0 | 3035.934 | 1370.736 | 3150.846 | 49916.952 | 25139.052 | 8679.96 | 16273.386 | 0 | 32494.446 | 11433.744 | 0 | 2015
| 693 | CA | 693^5 | CA | 0 | 0 | 0 | 0 | 0 | 0 | 0 | 0 | 0 | 5525.01 | 0 | 0 | 0 | 2015
NetGenByGeneratorID |  | 2015
| Plant.Code | Generator.ID | bogen | Reported.Prime.Mover_923 | Net.Generation.mwh | Generator.ID.Total.Net.Generation.January | Generator.ID.Total.Net.Generation.February | Generator.ID.Total.Net.Generation.March | Generator.ID.Total.Net.Generation.April | Generator.ID.Total.Net.Generation.May | Generator.ID.Total.Net.Generation.June | Generator.ID.Total.Net.Generation.July | Generator.ID.Total.Net.Generation.August | Generator.ID.Total.Net.Generation.September | Generator.ID.Total.Net.Generation.October | Generator.ID.Total.Net.Generation.November | Generator.ID.Total.Net.Generation.December | YEAR
| 693 | 1 | 693^1 | ST | 185 | 0 | 0 | 0 | 0 | 185 | 0 | 0 | 0 | 0 | 0 | 0 | 0 | 2015
| 693 | 2 | 693^5 | CA | 4732 | 0 | 76 | 0 | 85 | 1714 | 725 | 225 | 475 | 142 | 945 | 345 | 0 | 2015
| 693 | 4 | 693^3 | ST | 213 | 0 | 0 | 0 | 0 | 213 | 0 | 0 | 0 | 0 | 0 | 0 | 0 | 2015
| 693 | 5 | 693^4 | CT | 11107 | 0 | 287 | 96 | 304 | 3387 | 1791 | 598 | 1163 | 390 | 2291 | 800 | 0 | 2015
FuelHeatByBogen |  | 2015
| Plant.Code | blankCol | bogen | Reported.Prime.Mover_bf.923 | flagFuelHeat | Bogen.Total.Fuel.Heat.January | Bogen.Total.Fuel.Heat.February | Bogen.Total.Fuel.Heat.March | Bogen.Total.Fuel.Heat.April | Bogen.Total.Fuel.Heat.May | Bogen.Total.Fuel.Heat.June | Bogen.Total.Fuel.Heat.July | Bogen.Total.Fuel.Heat.August | Bogen.Total.Fuel.Heat.September | Bogen.Total.Fuel.Heat.October | Bogen.Total.Fuel.Heat.November | Bogen.Total.Fuel.Heat.December | YEAR
| 693 |  | 693^1 | ST | 0 | 0 | 0 | 0 | 0 | 3915.216 | 0 | 0 | 0 | 0 | 0 | 0 | 0 | 2015
| 693 |  | 693^3 | ST | 0 | 0 | 0 | 0 | 0 | 3722.328 | 0 | 0 | 0 | 0 | 0 | 0 | 0 | 2015
| 693 |  | 693^4 | CT | 0 | 0 | 3035.934 | 1370.736 | 3150.846 | 49916.952 | 25139.052 | 8679.96 | 16273.386 | 0 | 32494.446 | 11433.744 | 0 | 2015
| 693 |  | 693^5 | CA | 0 | 0 | 0 | 0 | 0 | 0 | 0 | 0 | 0 | 5525.01 | 0 | 0 | 0 | 2015
NetGenByBogen |  | 2015
| Plant.Code | blankCol | bogen | Reported.Prime.Mover_923 | Net.Generation.mwh | Bogen.Total.Net.Generation.January | Bogen.Total.Net.Generation.February | Bogen.Total.Net.Generation.March | Bogen.Total.Net.Generation.April | Bogen.Total.Net.Generation.May | Bogen.Total.Net.Generation.June | Bogen.Total.Net.Generation.July | Bogen.Total.Net.Generation.August | Bogen.Total.Net.Generation.September | Bogen.Total.Net.Generation.October | Bogen.Total.Net.Generation.November | Bogen.Total.Net.Generation.December | YEAR
| 693 |  | 693^1 | ST | 185 | 0 | 0 | 0 | 0 | 185 | 0 | 0 | 0 | 0 | 0 | 0 | 0 | 2015
| 693 |  | 693^3 | ST | 213 | 0 | 0 | 0 | 0 | 213 | 0 | 0 | 0 | 0 | 0 | 0 | 0 | 2015
| 693 |  | 693^4 | CT | 11107 | 0 | 287 | 96 | 304 | 3387 | 1791 | 598 | 1163 | 390 | 2291 | 800 | 0 | 2015
| 693 |  | 693^5 | CA | 4732 | 0 | 76 | 0 | 85 | 1714 | 725 | 225 | 475 | 142 | 945 | 345 | 0 | 2015
ThermalEfficiencyByBogen |  | 2015
| Plant.Code | blankCol | bogen | Reported.Prime.Mover_923 | Net.Generation.mwh | ThermalEfficiency.January | ThermalEfficiency.February | ThermalEfficiency.March | ThermalEfficiency.April | ThermalEfficiency.May | ThermalEfficiency.June | ThermalEfficiency.July | ThermalEfficiency.August | ThermalEfficiency.September | ThermalEfficiency.October | ThermalEfficiency.November | ThermalEfficiency.December | YEAR
| 693 |  | 693^1 | ST | 185 | 0 | 0 | 0 | 0 | 0.16123 | 0 | 0 | 0 | 0 | 0 | 0 | 0 | 2015
| 693 |  | 693^3 | ST | 213 | 0 | 0 | 0 | 0 | 0.19525 | 0 | 0 | 0 | 0 | 0 | 0 | 0 | 2015
| 693 |  | 693^4 | CT | 11107 | 0 | 0.32256 | 0.23897 | 0.32921 | 0.23152 | 0.24309 | 0.23508 | 0.24385 | 9999 | 0.24057 | 0.23874 | 0 | 2015
| 693 |  | 693^5 | CA | 4732 | 0 | 9999 | 0 | 9999 | 9999 | 9999 | 9999 | 9999 | 0.087696 | 9999 | 9999 | 0 | 2015

## 1270
2015 | Plant.Code | orig_sheet3_key | auto_sheet3_flags | auto_sheet3_key | orig_sheet4_key | auto_sheet4_flags | auto_sheet4_key | EIA_associationTable | generator.data.860 | retiredGenerators.860 | Boiler_InfoDesign_Parameters.860 | boilerFuelData_923 | generation.data.923 | page1GenFuelData.923 | FuelHeatByLine | NetGenByLine | FuelHeatByBoilerID | NetGenByGeneratorID | FuelHeatByBogen | NetGenByBogen | ThermalEfficiencyByBogen
#Rows | 1270 | 1 | 0 | 0 | 2 | 2 | 2 | 0 | 8 | 1 | 0 | 2 | 2 | 4 | 0 | 2 | 0 | 2 | 2 | 2 | 2
orig_sheet3_key |  | 2015
| plant_bo | bogen | Plant.Code
| 1270^NA | 1270^1 | 1270
auto_sheet3_flags |  | 2015
| Plant.Code | plant_bo | bogen | missing.from.923 | unmapped_but_in_923 | unmapped | Orphan.Boiler | Boiler.Status | Boiler.ID.NotIn.Assoc | missingPlant.assoc | missingPlant.boilerDesignData.860 | missingPlant.generation.data.923 | missingPlant.boilerFuelData.923 | flag.CACT.missingPair | missing.bf.923 | flag.ST.missing.bf.923 | flag.ST.missing.bf.923.unmapped | flag_RPM | flag_floatingGen | flag_BoilerRetired | flag_Boiler.Status | flag_923bogenCTonly | flagFuelHeat | flag_STassoc_CT_CS_CA | flag_CSassociation | flagFH_no_NG_January | flagNG_no_FH_January | flagFuelHeat_January | flagFH_no_NG_February | flagNG_no_FH_February | flagFuelHeat_February | flagFH_no_NG_March | flagNG_no_FH_March | flagFuelHeat_March | flagFH_no_NG_April | flagNG_no_FH_April | flagFuelHeat_April | flagFH_no_NG_May | flagNG_no_FH_May | flagFuelHeat_May | flagFH_no_NG_June | flagNG_no_FH_June | flagFuelHeat_June | flagFH_no_NG_July | flagNG_no_FH_July | flagFuelHeat_July | flagFH_no_NG_August | flagNG_no_FH_August | flagFuelHeat_August | flagFH_no_NG_September | flagNG_no_FH_September | flagFuelHeat_September | flagFH_no_NG_October | flagNG_no_FH_October | flagFuelHeat_October | flagFH_no_NG_November | flagNG_no_FH_November | flagFuelHeat_November | flagFH_no_NG_December | flagNG_no_FH_December | flagFuelHeat_December | flag_ManualPlant | flag_MisMatch
auto_sheet3_key |  | 2015
manualEdit | Plant.Code | bogen | Boiler.ID | Unit.Code | bga.source | Boiler.ID.Total.Fuel.Heat.January | PlantLine.Total.Fuel.Heat.January | flagNG_no_FH_January | flagFH_no_NG_January | flagFuelHeat_January | Boiler.ID.Total.Fuel.Heat.February | PlantLine.Total.Fuel.Heat.February | flagNG_no_FH_February | flagFH_no_NG_February | flagFuelHeat_February | Boiler.ID.Total.Fuel.Heat.March | PlantLine.Total.Fuel.Heat.March | flagNG_no_FH_March | flagFH_no_NG_March | flagFuelHeat_March | Boiler.ID.Total.Fuel.Heat.April | PlantLine.Total.Fuel.Heat.April | flagNG_no_FH_April | flagFH_no_NG_April | flagFuelHeat_April | Boiler.ID.Total.Fuel.Heat.May | PlantLine.Total.Fuel.Heat.May | flagNG_no_FH_May | flagFH_no_NG_May | flagFuelHeat_May | Boiler.ID.Total.Fuel.Heat.June | PlantLine.Total.Fuel.Heat.June | flagNG_no_FH_June | flagFH_no_NG_June | flagFuelHeat_June | Boiler.ID.Total.Fuel.Heat.July | PlantLine.Total.Fuel.Heat.July | flagNG_no_FH_July | flagFH_no_NG_July | flagFuelHeat_July | Boiler.ID.Total.Fuel.Heat.August | PlantLine.Total.Fuel.Heat.August | flagNG_no_FH_August | flagFH_no_NG_August | flagFuelHeat_August | Boiler.ID.Total.Fuel.Heat.September | PlantLine.Total.Fuel.Heat.September | flagNG_no_FH_September | flagFH_no_NG_September | flagFuelHeat_September | Boiler.ID.Total.Fuel.Heat.October | PlantLine.Total.Fuel.Heat.October | flagNG_no_FH_October | flagFH_no_NG_October | flagFuelHeat_October | Boiler.ID.Total.Fuel.Heat.November | PlantLine.Total.Fuel.Heat.November | flagNG_no_FH_November | flagFH_no_NG_November | flagFuelHeat_November | Boiler.ID.Total.Fuel.Heat.December | PlantLine.Total.Fuel.Heat.December | flagNG_no_FH_December | flagFH_no_NG_December | flagFuelHeat_December | missing.from.923 | flagBoiler.ID_assoc | orig_Boiler.ID_assoc | orig_Boiler.ID_bf.923 | flagBoiler.ID_bf.923 | missing.bf.923 | Reported.Prime.Mover_bf.923 | Reported.Prime.Mover_923 | Reported.Prime.Mover_860 | Reported.Fuel.Type.Code | Technology | Energy.Source.1 | unmapped_but_in_923 | unmapped | Orphan.Boiler | Boiler.Status | Boiler.Retirement.Year | Boiler.Retirement.Month | flag_BoilerRetired | flag_Boiler.Status | Boiler.ID.NotIn.Assoc | missingPlant.assoc | missingPlant.boilerDesignData.860 | missingPlant.generation.data.923 | missingPlant.boilerFuelData.923 | Reported.Prime.Mover_page1 | flag.ST.missing.bf.923 | flag.CACT.missingPair | flag_923bogenCTonly | flag.NGCC.badFuel | flag.ST.missing.bf.923.unmapped | flag_RPM | flag_floatingGen | flagFuelHeat | flag_STassoc_CT_CS_CA | flag_CSassociation | countFlags | YEAR | plant_bo | plant_bo_bf.923 | plant_bo_assoc
1 | 1270 | 1270^1 | NA | [68 empty] | ST | [30 empty] | 2015 | 1270^NA | 1270^NA
orig_sheet4_key |  | 2015
| plant_gen | bogen | Plant.Code
| 1270^5 | 1270^1 | 1270
| 1270^6 | 1270^1 | 1270
auto_sheet4_flags |  | 2015
| Plant.Code | plant_gen | bogen | missing.from.923 | Generator.Status | Orphan.Generator | unmapped_but_in_923 | unmapped | missingPlant.assoc | missingPlant.generator.data.860 | missingPlant.generation.data.923 | flag.CACT.missingPair | missing.bf.923 | missing.generation.data | flag.ST.missing.bf.923 | flag.ST.missing.bf.923.unmapped | flag_RPM | flag_floatingGen | flag_GeneratorRetired | flag_Generator.Status | flag_923bogenCTonly | flagFuelHeat | flag_STassoc_CT_CS_CA | flag_CSassociation | flagNetGenWithoutFuelHeat | flagFuelHeatWithoutNetGen | flagFH_no_NG_January | flagNG_no_FH_January | flagFuelHeat_January | flagFH_no_NG_February | flagNG_no_FH_February | flagFuelHeat_February | flagFH_no_NG_March | flagNG_no_FH_March | flagFuelHeat_March | flagFH_no_NG_April | flagNG_no_FH_April | flagFuelHeat_April | flagFH_no_NG_May | flagNG_no_FH_May | flagFuelHeat_May | flagFH_no_NG_June | flagNG_no_FH_June | flagFuelHeat_June | flagFH_no_NG_July | flagNG_no_FH_July | flagFuelHeat_July | flagFH_no_NG_August | flagNG_no_FH_August | flagFuelHeat_August | flagFH_no_NG_September | flagNG_no_FH_September | flagFuelHeat_September | flagFH_no_NG_October | flagNG_no_FH_October | flagFuelHeat_October | flagFH_no_NG_November | flagNG_no_FH_November | flagFuelHeat_November | flagFH_no_NG_December | flagNG_no_FH_December | flagFuelHeat_December | flag_ManualPlant | flag_MisMatch
| 1270 | 1270^5 | 1270^1 | 0 | 0 | 0 | 1 | 1 | 1 | 0 | 0 | 0 | 1 | 0 | 1 | 1 | 0 | 0 | 0 | 0 | 0 | 0 | 0 | 0 | 0 | 0 | 0 | 0 | 0 | 0 | 0 | 0 | 0 | 0 | 0 | 0 | 0 | 0 | 0 | 0 | 0 | 0 | 0 | 0 | 0 | 0 | 0 | 0 | 0 | 0 | 0 | 0 | 0 | 0 | 0 | 0 | 0 | 0 | 0 | 0 | 0 | 0 | 1 | 0
| 1270 | 1270^6 | 1270^2 | 0 | 0 | 0 | 1 | 1 | 1 | 0 | 0 | 0 | 1 | 0 | 1 | 1 | 0 | 0 | 0 | 0 | 0 | 0 | 0 | 0 | 0 | 0 | 0 | 0 | 0 | 0 | 0 | 0 | 0 | 0 | 0 | 0 | 0 | 0 | 0 | 0 | 0 | 0 | 0 | 0 | 0 | 0 | 0 | 0 | 0 | 0 | 0 | 0 | 0 | 0 | 0 | 0 | 0 | 0 | 0 | 0 | 0 | 0 | 1 | 0
auto_sheet4_key |  | 2015
manualEdit | Plant.Code | Generator.ID | bogen | Unit.Code | bga.source | Net.Generation.mwh | Generator.ID.Total.Net.Generation.January | PlantLine.Total.Fuel.Heat.January | PlantLine.Total.Net.Generation.January | flagNG_no_FH_January | flagFH_no_NG_January | flagFuelHeat_January | Generator.ID.Total.Net.Generation.February | PlantLine.Total.Fuel.Heat.February | PlantLine.Total.Net.Generation.February | flagNG_no_FH_February | flagFH_no_NG_February | flagFuelHeat_February | Generator.ID.Total.Net.Generation.March | PlantLine.Total.Fuel.Heat.March | PlantLine.Total.Net.Generation.March | flagNG_no_FH_March | flagFH_no_NG_March | flagFuelHeat_March | Generator.ID.Total.Net.Generation.April | PlantLine.Total.Fuel.Heat.April | PlantLine.Total.Net.Generation.April | flagNG_no_FH_April | flagFH_no_NG_April | flagFuelHeat_April | Generator.ID.Total.Net.Generation.May | PlantLine.Total.Fuel.Heat.May | PlantLine.Total.Net.Generation.May | flagNG_no_FH_May | flagFH_no_NG_May | flagFuelHeat_May | Generator.ID.Total.Net.Generation.June | PlantLine.Total.Fuel.Heat.June | PlantLine.Total.Net.Generation.June | flagNG_no_FH_June | flagFH_no_NG_June | flagFuelHeat_June | Generator.ID.Total.Net.Generation.July | PlantLine.Total.Fuel.Heat.July | PlantLine.Total.Net.Generation.July | flagNG_no_FH_July | flagFH_no_NG_July | flagFuelHeat_July | Generator.ID.Total.Net.Generation.August | PlantLine.Total.Fuel.Heat.August | PlantLine.Total.Net.Generation.August | flagNG_no_FH_August | flagFH_no_NG_August | flagFuelHeat_August | Generator.ID.Total.Net.Generation.September | PlantLine.Total.Fuel.Heat.September | PlantLine.Total.Net.Generation.September | flagNG_no_FH_September | flagFH_no_NG_September | flagFuelHeat_September | Generator.ID.Total.Net.Generation.October | PlantLine.Total.Fuel.Heat.October | PlantLine.Total.Net.Generation.October | flagNG_no_FH_October | flagFH_no_NG_October | flagFuelHeat_October | Generator.ID.Total.Net.Generation.November | PlantLine.Total.Fuel.Heat.November | PlantLine.Total.Net.Generation.November | flagNG_no_FH_November | flagFH_no_NG_November | flagFuelHeat_November | Generator.ID.Total.Net.Generation.December | PlantLine.Total.Fuel.Heat.December | PlantLine.Total.Net.Generation.December | flagNG_no_FH_December | flagFH_no_NG_December | flagFuelHeat_December | missing.from.923 | orig_Generator.ID_923 | flagGenerator.ID_923 | orig_Generator.ID_860 | flagGenerator.ID_860 | flagGenerator.ID_assoc | orig_Generator.ID_assoc | missing.bf.923 | Reported.Prime.Mover_bf.923 | Reported.Prime.Mover_923 | Reported.Prime.Mover_860 | Reported.Fuel.Type.Code | Technology | Energy.Source.1 | Generator.Status | Orphan.Generator | unmapped_but_in_923 | unmapped | flag_Generator.Status | Generator.Retirement.Year | Generator.Retirement.Month | flag_GeneratorRetired | missingPlant.assoc | missingPlant.generator.data.860 | missingPlant.generation.data.923 | Reported.Prime.Mover_page1 | flag.ST.missing.bf.923 | flag.CACT.missingPair | flag_923bogenCTonly | flag.NGCC.badFuel | flag.ST.missing.bf.923.unmapped | flag_RPM | flag_floatingGen | flagNetGenWithoutFuelHeat | flagFuelHeatWithoutNetGen | flagFuelHeat | flag_STassoc_CT_CS_CA | flag_CSassociation | countFlags | YEAR | plant_gen | plant_gen.923 | plant_gen.860 | plant_gen_assoc | missing.generation.data
0 | 1270 | 5 | 1270^1 | none | fillwithGenID | 0 | 0 |  |  | 0 | 0 | 0 | 0 |  |  | 0 | 0 | 0 | 0 |  |  | 0 | 0 | 0 | 0 |  |  | 0 | 0 | 0 | 0 |  |  | 0 | 0 | 0 | 0 |  |  | 0 | 0 | 0 | 0 |  |  | 0 | 0 | 0 | 0 |  |  | 0 | 0 | 0 | 0 |  |  | 0 | 0 | 0 | 0 |  |  | 0 | 0 | 0 | 0 |  |  | 0 | 0 | 0 | 0 |  |  | 0 | 0 | 0 | FALSE | 5 | removeChar | 5 | removeChar |  |  | TRUE |  | ST | ST |  | Natural Gas Steam Turbine | NG | OP | FALSE | TRUE | TRUE | 0 |  |  |  | TRUE | FALSE | FALSE |  | 1 | FALSE | FALSE | 0 | 1 |  | 0 | 0 | 0 | 0 | 0 | 0 | 9 | 2015 | 1270^5 | 1270^5 | 1270^5 | 1270^NA | FALSE
1 | 1270 | 6 | 1270^1 | none | fillwithGenID | 0 | 0 |  |  | 0 | 0 | 0 | 0 |  |  | 0 | 0 | 0 | 0 |  |  | 0 | 0 | 0 | 0 |  |  | 0 | 0 | 0 | 0 |  |  | 0 | 0 | 0 | 0 |  |  | 0 | 0 | 0 | 0 |  |  | 0 | 0 | 0 | 0 |  |  | 0 | 0 | 0 | 0 |  |  | 0 | 0 | 0 | 0 |  |  | 0 | 0 | 0 | 0 |  |  | 0 | 0 | 0 | 0 |  |  | 0 | 0 | 0 | FALSE | 6 | removeChar | 6 | removeChar |  |  | TRUE |  | ST | ST |  | Natural Gas Steam Turbine | NG | OP | FALSE | TRUE | TRUE | 0 |  |  |  | TRUE | FALSE | FALSE |  | 1 | FALSE | FALSE | 0 | 1 |  | 0 | 0 | 0 | 0 | 0 | 0 | 9 | 2015 | 1270^6 | 1270^6 | 1270^6 | 1270^NA | FALSE
EIA_associationTable |  | 2015
| Utility.ID | Utility.Name | Plant.Code | Plant.Name | Boiler.ID | Generator.ID | Steam.Plant.Type
generator.data.860 |  | 2015
| Utility.ID | Utility.Name | Plant.Code | Plant.Name | State | County | Generator.ID | Technology | Prime.Mover | Unit.Code | Ownership | Duct.Burners | Can.Bypass.Heat.Recovery.Steam.Generator. | RTO.ISO.LMP.Node.Designation | RTO.ISO.Location.Designation.for.Reporting.Wholesale.Sales.Data.to.FERC | Nameplate.Capacity..MW. | Nameplate.Power.Factor | Summer.Capacity..MW. | Winter.Capacity..MW. | Minimum.Load..MW. | Uprate.or.Derate.Completed.During.Year | Month.Uprate.or.Derate.Completed | Year.Uprate.or.Derate.Completed | Status | Synchronized.to.Transmission.Grid | Operating.Month | Operating.Year | Planned.Retirement.Month | Planned.Retirement.Year | Associated.with.Combined.Heat.and.Power.System | Sector.Name | Sector | Topping.or.Bottoming | Energy.Source.1 | Energy.Source.2 | Energy.Source.3 | Energy.Source.4 | Energy.Source.5 | Energy.Source.6 | Startup.Source.1 | Startup.Source.2 | Startup.Source.3 | Startup.Source.4 | Solid.Fuel.Gasification.System. | Carbon.Capture.Technology. | Turbines..Inverters..or.Hydrokinetic.Buoys | Time.from.Cold.Shutdown.to.Full.Load | Fluidized.Bed.Technology. | Pulverized.Coal.Technology. | Stoker.Technology. | Other.Combustion.Technology. | Subcritical.Technology. | Supercritical.Technology. | Ultrasupercritical.Technology. | Planned.Net.Summer.Capacity.Uprate..MW. | Planned.Net.Winter.Capacity.Uprate..MW. | Planned.Uprate.Month | Planned.Uprate.Year | Planned.Net.Summer.Capacity.Derate..MW. | Planned.Net.Winter.Capacity.Derate..MW. | Planned.Derate.Month | Planned.Derate.Year | Planned.New.Prime.Mover | Planned.Energy.Source.1 | Planned.New.Nameplate.Capacity..MW. | Planned.Repower.Month | Planned.Repower.Year | Other.Planned.Modifications. | Other.Modifications.Month | Other.Modifications.Year | Cofire.Fuels. | Switch.Between.Oil.and.Natural.Gas.
| 3710 | City of Clay Center - (KS) | 1270 | Clay Center | KS | Clay | 5 | Natural Gas Steam Turbine | ST |  | S | X | X | SPP | SPP | 3 | 1 | 3 | 3 | 1 | N |  |  | OP | X | 1 | 1948 |  |  | N | Electric Utility | 1 | X | NG | DFO | [8 empty] | N |  |  | 10M | [23 empty] | Y | Y
| 3710 | City of Clay Center - (KS) | 1270 | Clay Center | KS | Clay | 6 | Natural Gas Steam Turbine | ST |  | S | X | X | SPP | SPP | 5 | 1 | 5 | 5 | 1 | N |  |  | OP | X | 1 | 1961 |  |  | N | Electric Utility | 1 | X | NG | DFO | [8 empty] | N |  |  | 10M | [23 empty] | Y | Y
| 3710 | City of Clay Center - (KS) | 1270 | Clay Center | KS | Clay | IC1 | Natural Gas Internal Combustion Engine | IC |  | S | X | X |  |  | 0.9 | 1 | 0.9 | 0.9 | 0.5 | N |  |  | OP | X | 1 | 1958 |  |  | N | Electric Utility | 1 | X | NG | DFO | [8 empty] | N |  |  | 10M | [23 empty] | Y | Y
| 3710 | City of Clay Center - (KS) | 1270 | Clay Center | KS | Clay | IC2 | Natural Gas Internal Combustion Engine | IC |  | S | X | X |  |  | 2.1 | 1 | 2 | 2 | 0.5 | N |  |  | OP | X | 1 | 1966 |  |  | N | Electric Utility | 1 | X | NG | DFO | [8 empty] | N |  |  | 10M | [23 empty] | Y | Y
| 3710 | City of Clay Center - (KS) | 1270 | Clay Center | KS | Clay | IC3 | Natural Gas Internal Combustion Engine | IC |  | S | X | X |  |  | 5.1 | 1 | 5 | 5 | 0.5 | N |  |  | OP | X | 1 | 1972 |  |  | N | Electric Utility | 1 | X | NG | DFO | [8 empty] | N |  |  | 10M | [23 empty] | Y | Y
| 3710 | City of Clay Center - (KS) | 1270 | Clay Center | KS | Clay | IC4 | Natural Gas Internal Combustion Engine | IC |  | S | X | X |  |  | 3.5 | 1 | 3.5 | 3.5 | 0.5 | N |  |  | OP | X | 4 | 1996 |  |  | N | Electric Utility | 1 | X | NG | DFO | [8 empty] | N | N |  | 10M | [20 empty] | N |  |  | Y | Y
| 3710 | City of Clay Center - (KS) | 1270 | Clay Center | KS | Clay | IC5 | Natural Gas Internal Combustion Engine | IC |  | S | X | X |  |  | 3.5 | 1 | 3.5 | 3.5 | 0.5 | N |  |  | OP | X | 6 | 1996 |  |  | N | Electric Utility | 1 | X | NG | DFO | [8 empty] | N | N |  | 10M | [20 empty] | N |  |  | Y | Y
| 3710 | City of Clay Center - (KS) | 1270 | Clay Center | KS | Clay | IC6 | Natural Gas Internal Combustion Engine | IC |  | S | X | X |  |  | 6.8 | 1 | 6.8 | 6.8 | 0.5 | N |  |  | OP | X | 3 | 2005 |  |  | N | Electric Utility | 1 | X | NG | DFO | [8 empty] | N | N |  | 10M | [20 empty] | N |  |  | Y | Y
retiredGenerators.860 |  | 2015
| Utility.ID | Utility.Name | Plant.Code | Plant.Name | State | County | Generator.ID | Technology | Prime.Mover | Unit.Code | Ownership | Duct.Burners | Can.Bypass.Heat.Recovery.Steam.Generator. | RTO.ISO.LMP.Node.Designation | RTO.ISO.Location.Designation.for.Reporting.Wholesale.Sales.Data.to.FERC | Nameplate.Capacity..MW. | Nameplate.Power.Factor | Summer.Capacity..MW. | Winter.Capacity..MW. | Minimum.Load..MW. | Uprate.or.Derate.Completed.During.Year | Month.Uprate.or.Derate.Completed | Year.Uprate.or.Derate.Completed | Status | Synchronized.to.Transmission.Grid | Operating.Month | Operating.Year | Retirement.Month | Retirement.Year | Associated.with.Combined.Heat.and.Power.System | Sector.Name | Sector | Topping.or.Bottoming | Energy.Source.1 | Energy.Source.2 | Energy.Source.3 | Energy.Source.4 | Energy.Source.5 | Energy.Source.6 | Startup.Source.1 | Startup.Source.2 | Startup.Source.3 | Startup.Source.4 | Solid.Fuel.Gasification.System. | Carbon.Capture.Technology. | Turbines..Inverters..or.Hydrokinetic.Buoys | Time.from.Cold.Shutdown.to.Full.Load | Fluidized.Bed.Technology. | Pulverized.Coal.Technology. | Stoker.Technology. | Other.Combustion.Technology. | Subcritical.Technology. | Supercritical.Technology. | Ultrasupercritical.Technology. | Cofire.Fuels. | Switch.Between.Oil.and.Natural.Gas.
| 3710 | City of Clay Center - (KS) | 1270 | Clay Center | KS | Clay | 4 | Natural Gas Steam Turbine | ST |  | S | X | X | SPP | SPP | 1.5 | 1 | 1.5 | 1.5 | 0.5 | N |  |  | RE | X | 88 | 1942 | 1 | 2005 | N | Electric Utility | 1 | X | NG | DFO | [8 empty] | N |  |  | 10M | [7 empty] | Y | Y
Boiler_InfoDesign_Parameters.860 |  | 2015
| Utility.ID | Utility.Name | Plant.Code | Plant.Name | State | Boiler.ID | Boiler.Status | Type.of.Boiler | Inservice.Month | Inservice.Year | Retirement.Month | Retirement.Year | Firing.Type.1 | Firing.Type.2 | Firing.Type.3 | Max.Steam.Flow..Thousand.Pounds.per.Hour. | Firing.Rate.Using.Coal..0.1.Tons.per.Hour. | Firing.Rate.Using.Petroleum..0.1.Barrels.per.Hour. | Firing.Rate.Using.Gas..0.1.MCF.per.Hour. | Firing.Rate.Using.Other.Fuels | Waste.Heat.Input..Million.BTU.per.Hour. | Primary.Fuel.1 | Primary.Fuel.2 | Primary.Fuel.3 | Primary.Fuel.4 | Turndown.Ratio | Efficiency.100..Load | Efficiency.50..Load | Air.Flow.100..Load..Cubic.Feet.per.Minute. | Wet.Dry.Bottom | Fly.Ash.Reinjection | Steam.Plant.Type | missingData
boilerFuelData_923 |  | 2015
| Plant.Code | Combined.Heat.And..Power.Plant | Plant.Name | Operator.Name | Operator.Id | Plant.State | Census.Region | NERC.Region | NAICS.Code | Sector.Number | Sector.Name | Boiler.ID | Reported.Prime.Mover | Reported.Fuel.Type.Code | Physical.Unit.Label | Quantity.Of.Fuel.Consumed.January | Quantity.Of.Fuel.Consumed.February | Quantity.Of.Fuel.Consumed.March | Quantity.Of.Fuel.Consumed.April | Quantity.Of.Fuel.Consumed.May | Quantity.Of.Fuel.Consumed.June | Quantity.Of.Fuel.Consumed.July | Quantity.Of.Fuel.Consumed.August | Quantity.Of.Fuel.Consumed.September | Quantity.Of.Fuel.Consumed.October | Quantity.Of.Fuel.Consumed.November | Quantity.Of.Fuel.Consumed.December | MMbtu.Per.Unit.January | MMbtu.Per.Unit.February | MMbtu.Per.Unit.March | MMbtu.Per.Unit.April | MMbtu.Per.Unit.May | MMbtu.Per.Unit.June | MMbtu.Per.Unit.July | MMbtu.Per.Unit.August | MMbtu.Per.Unit.September | MMbtu.Per.Unit.October | MMbtu.Per.Unit.November | MMbtu.Per.Unit.December | Sulfur.Content.January | Sulfur.Content.February | Sulfur.Content.March | Sulfur.Content.April | Sulfur.Content.May | Sulfur.Content.June | Sulfur.Content.July | Sulfur.Content.August | Sulfur.Content.September | Sulfur.Content.October | Sulfur.Content.November | Sulfur.Content.December | Ash.Content.January | Ash.Content.February | Ash.Content.March | Ash.Content.April | Ash.Content.May | Ash.Content.June | Ash.Content.July | Ash.Content.August | Ash.Content.September | Ash.Content.October | Ash.Content.November | Ash.Content.December | Total.Fuel.Consumption.Quantity | YEAR | missingData
| 1270 | N | Clay Center | City of Clay Center - (KS) | 3710 | KS | WNC | SPP | 22 | 1 | Electric Utility |  | ST | DFO | barrels | 0 | 0 | 0 | 0 | 0 | 0 | 0 | 0 | 0 | 0 | 0 | 0 | 0 | 0 | 0 | 0 | 0 | 0 | 0 | 0 | 0 | 0 | 0 | 0 | 0 | 0 | 0 | 0 | 0 | 0 | 0 | 0 | 0 | 0 | 0 | 0 | 0 | 0 | 0 | 0 | 0 | 0 | 0 | 0 | 0 | 0 | 0 | 0 | 0 | 2015 | 45
| 1270 | N | Clay Center | City of Clay Center - (KS) | 3710 | KS | WNC | SPP | 22 | 1 | Electric Utility |  | ST | NG | Mcf | 0 | 0 | 0 | 0 | 0 | 0 | 0 | 0 | 0 | 0 | 0 | 0 | 0 | 0 | 0 | 0 | 0 | 0 | 0 | 0 | 0 | 0 | 0 | 0 | 0 | 0 | 0 | 0 | 0 | 0 | 0 | 0 | 0 | 0 | 0 | 0 | 0 | 0 | 0 | 0 | 0 | 0 | 0 | 0 | 0 | 0 | 0 | 0 | 0 | 2015 | 45
generation.data.923 |  | 2015
| Plant.Code | Combined.Heat.And.Power.Plant | Plant.Name | Operator.Name | Operator.Id | Plant.State | Census.Region | NERC.Region | NAICS.Code | Sector.Number | Sector.Name | Generator.ID | Reported.Prime.Mover | Net.Generation.January | Net.Generation.February | Net.Generation.March | Net.Generation.April | Net.Generation.May | Net.Generation.June | Net.Generation.July | Net.Generation.August | Net.Generation.September | Net.Generation.October | Net.Generation.November | Net.Generation.December | Net.Generation.Year.To.Date | YEAR | missingData
| 1270 | N | Clay Center | City of Clay Center - (KS) | 3710 | KS | WNC | SPP | 22 | 1 | Electric Utility | 6 | ST | 0 | 0 | 0 | 0 | 0 | 0 | 0 | 0 | 0 | 0 | 0 | 0 | 0 | 2015 | 11
| 1270 | N | Clay Center | City of Clay Center - (KS) | 3710 | KS | WNC | SPP | 22 | 1 | Electric Utility | 5 | ST | 0 | 0 | 0 | 0 | 0 | 0 | 0 | 0 | 0 | 0 | 0 | 0 | 0 | 2015 | 11
page1GenFuelData.923 |  | 2015
| Plant.Code | Combined.Heat.And.Power.Plant | Nuclear.Unit.Id | Plant.Name | Operator.Name | Operator.Id | Plant.State | Census.Region | NERC.Region | Reserved | NAICS.Code | EIA.Sector.Number | Sector.Name | Reported.Prime.Mover | Reported.Fuel.Type.Code | AER.Fuel.Type.Code | Reserved.1 | Reserved.2 | Physical.Unit.Label | Quantity.January | Quantity.February | Quantity.March | Quantity.April | Quantity.May | Quantity.June | Quantity.July | Quantity.August | Quantity.September | Quantity.October | Quantity.November | Quantity.December | Elec_Quantity.January | Elec_Quantity.February | Elec_Quantity.March | Elec_Quantity.April | Elec_Quantity.May | Elec_Quantity.June | Elec_Quantity.July | Elec_Quantity.August | Elec_Quantity.September | Elec_Quantity.October | Elec_Quantity.November | Elec_Quantity.December | MMBtuPer_Unit.January | MMBtuPer_Unit.February | MMBtuPer_Unit.March | MMBtuPer_Unit.April | MMBtuPer_Unit.May | MMBtuPer_Unit.June | MMBtuPer_Unit.July | MMBtuPer_Unit.August | MMBtuPer_Unit.September | MMBtuPer_Unit.October | MMBtuPer_Unit.November | MMBtuPer_Unit.December | Tot_MMBtu.January | Tot_MMBtu.February | Tot_MMBtu.March | Tot_MMBtu.April | Tot_MMBtu.May | Tot_MMBtu.June | Tot_MMBtu.July | Tot_MMBtu.August | Tot_MMBtu.September | Tot_MMBtu.October | Tot_MMBtu.November | Tot_MMBtu.December | Elec_MMBtu.January | Elec_MMBtu.February | Elec_MMBtu.March | Elec_MMBtu.April | Elec_MMBtu.May | Elec_MMBtu.June | Elec_MMBtu.July | Elec_MMBtu.August | Elec_MMBtu.September | Elec_MMBtu.October | Elec_MMBtu.November | Elec_MMBtu.December | Netgen.January | Netgen.February | Netgen.March | Netgen.April | Netgen.May | Netgen.June | Netgen.July | Netgen.August | Netgen.September | Netgen.October | Netgen.November | Netgen.December | Total.Fuel.Consumption.Quantity | Electric.Fuel.Consumption.Quantity | Total.Fuel.Consumption.MMBtu | Elec.Fuel.Consumption.MMBtu | Net.Generation..Megawatthours. | YEAR | missingData
| 1270 | N | . | Clay Center | City of Clay Center - (KS) | 3710 | KS | WNC | SPP |  | 22 | 1 | Electric Utility | IC | DFO | DFO |  |  | barrels | 0 | 0 | 0 | 0 | 0 | 0 | 0 | 0 | 0 | 0 | 0 | 0 | 0 | 0 | 0 | 0 | 0 | 0 | 0 | 0 | 0 | 0 | 0 | 0 | 0 | 0 | 0 | 0 | 0 | 0 | 0 | 0 | 0 | 0 | 0 | 0 | 0 | 0 | 0 | 0 | 0 | 0 | 0 | 0 | 0 | 0 | 0 | 0 | 0 | 0 | 0 | 0 | 0 | 0 | 0 | 0 | 0 | 0 | 0 | 0 | 0 | 0 | 0 | 0 | 0 | 0 | 0 | 0 | 0 | 0 | 0 | 0 | 0 | 0 | 0 | 0 | 0 | 2015 | 0
| 1270 | N | . | Clay Center | City of Clay Center - (KS) | 3710 | KS | WNC | SPP |  | 22 | 1 | Electric Utility | IC | NG | NG |  |  | mcf | 0 | 0 | 0 | 0 | 0 | 0 | 0 | 0 | 0 | 0 | 0 | 0 | 0 | 0 | 0 | 0 | 0 | 0 | 0 | 0 | 0 | 0 | 0 | 0 | 0 | 0 | 0 | 0 | 0 | 0 | 0 | 0 | 0 | 0 | 0 | 0 | 0 | 0 | 0 | 0 | 0 | 0 | 0 | 0 | 0 | 0 | 0 | 0 | 0 | 0 | 0 | 0 | 0 | 0 | 0 | 0 | 0 | 0 | 0 | 0 | 0 | 0 | 0 | 0 | 0 | 0 | 0 | 0 | 0 | 0 | 0 | 0 | 0 | 0 | 0 | 0 | 0 | 2015 | 0
| 1270 | N | . | Clay Center | City of Clay Center - (KS) | 3710 | KS | WNC | SPP |  | 22 | 1 | Electric Utility | ST | DFO | DFO |  |  | barrels | 0 | 0 | 0 | 0 | 0 | 0 | 0 | 0 | 0 | 0 | 0 | 0 | 0 | 0 | 0 | 0 | 0 | 0 | 0 | 0 | 0 | 0 | 0 | 0 | 0 | 0 | 0 | 0 | 0 | 0 | 0 | 0 | 0 | 0 | 0 | 0 | 0 | 0 | 0 | 0 | 0 | 0 | 0 | 0 | 0 | 0 | 0 | 0 | 0 | 0 | 0 | 0 | 0 | 0 | 0 | 0 | 0 | 0 | 0 | 0 | 0 | 0 | 0 | 0 | 0 | 0 | 0 | 0 | 0 | 0 | 0 | 0 | 0 | 0 | 0 | 0 | 0 | 2015 | 0
| 1270 | N | . | Clay Center | City of Clay Center - (KS) | 3710 | KS | WNC | SPP |  | 22 | 1 | Electric Utility | ST | NG | NG |  |  | mcf | 0 | 0 | 0 | 0 | 0 | 0 | 0 | 0 | 0 | 0 | 0 | 0 | 0 | 0 | 0 | 0 | 0 | 0 | 0 | 0 | 0 | 0 | 0 | 0 | 0 | 0 | 0 | 0 | 0 | 0 | 0 | 0 | 0 | 0 | 0 | 0 | 0 | 0 | 0 | 0 | 0 | 0 | 0 | 0 | 0 | 0 | 0 | 0 | 0 | 0 | 0 | 0 | 0 | 0 | 0 | 0 | 0 | 0 | 0 | 0 | 0 | 0 | 0 | 0 | 0 | 0 | 0 | 0 | 0 | 0 | 0 | 0 | 0 | 0 | 0 | 0 | 0 | 2015 | 0
FuelHeatByLine |  | 2015
| Plant.Code | Boiler.ID | bogen | Reported.Prime.Mover_bf.923 | Reported.Fuel.Type.Code | Fuel.Heat.January | Fuel.Heat.February | Fuel.Heat.March | Fuel.Heat.April | Fuel.Heat.May | Fuel.Heat.June | Fuel.Heat.July | Fuel.Heat.August | Fuel.Heat.September | Fuel.Heat.October | Fuel.Heat.November | Fuel.Heat.December | YEAR
NetGenByLine |  | 2015
| Plant.Code | Generator.ID | bogen | Reported.Prime.Mover | Net.Generation.Year.To.Date | Net.Generation.January | Net.Generation.February | Net.Generation.March | Net.Generation.April | Net.Generation.May | Net.Generation.June | Net.Generation.July | Net.Generation.August | Net.Generation.September | Net.Generation.October | Net.Generation.November | Net.Generation.December | YEAR
| 1270 | 5 | 1270^1 | ST | 0 | 0 | 0 | 0 | 0 | 0 | 0 | 0 | 0 | 0 | 0 | 0 | 0 | 2015
| 1270 | 6 | 1270^2 | ST | 0 | 0 | 0 | 0 | 0 | 0 | 0 | 0 | 0 | 0 | 0 | 0 | 0 | 2015
FuelHeatByBoilerID |  | 2015
| Plant.Code | Boiler.ID | bogen | Reported.Prime.Mover_bf.923 | flagFuelHeat | Boiler.ID.Total.Fuel.Heat.January | Boiler.ID.Total.Fuel.Heat.February | Boiler.ID.Total.Fuel.Heat.March | Boiler.ID.Total.Fuel.Heat.April | Boiler.ID.Total.Fuel.Heat.May | Boiler.ID.Total.Fuel.Heat.June | Boiler.ID.Total.Fuel.Heat.July | Boiler.ID.Total.Fuel.Heat.August | Boiler.ID.Total.Fuel.Heat.September | Boiler.ID.Total.Fuel.Heat.October | Boiler.ID.Total.Fuel.Heat.November | Boiler.ID.Total.Fuel.Heat.December | YEAR
NetGenByGeneratorID |  | 2015
| Plant.Code | Generator.ID | bogen | Reported.Prime.Mover_923 | Net.Generation.mwh | Generator.ID.Total.Net.Generation.January | Generator.ID.Total.Net.Generation.February | Generator.ID.Total.Net.Generation.March | Generator.ID.Total.Net.Generation.April | Generator.ID.Total.Net.Generation.May | Generator.ID.Total.Net.Generation.June | Generator.ID.Total.Net.Generation.July | Generator.ID.Total.Net.Generation.August | Generator.ID.Total.Net.Generation.September | Generator.ID.Total.Net.Generation.October | Generator.ID.Total.Net.Generation.November | Generator.ID.Total.Net.Generation.December | YEAR
| 1270 | 5 | 1270^1 | ST | 0 | 0 | 0 | 0 | 0 | 0 | 0 | 0 | 0 | 0 | 0 | 0 | 0 | 2015
| 1270 | 6 | 1270^2 | ST | 0 | 0 | 0 | 0 | 0 | 0 | 0 | 0 | 0 | 0 | 0 | 0 | 0 | 2015
FuelHeatByBogen |  | 2015
| Plant.Code | blankCol | bogen | Reported.Prime.Mover_bf.923 | flagFuelHeat | Bogen.Total.Fuel.Heat.January | Bogen.Total.Fuel.Heat.February | Bogen.Total.Fuel.Heat.March | Bogen.Total.Fuel.Heat.April | Bogen.Total.Fuel.Heat.May | Bogen.Total.Fuel.Heat.June | Bogen.Total.Fuel.Heat.July | Bogen.Total.Fuel.Heat.August | Bogen.Total.Fuel.Heat.September | Bogen.Total.Fuel.Heat.October | Bogen.Total.Fuel.Heat.November | Bogen.Total.Fuel.Heat.December | YEAR
| 1270 |  | 1270^1 |  |  | 0 | 0 | 0 | 0 | 0 | 0 | 0 | 0 | 0 | 0 | 0 | 0 | 2015
| 1270 |  | 1270^2 |  |  | 0 | 0 | 0 | 0 | 0 | 0 | 0 | 0 | 0 | 0 | 0 | 0 | 2015
NetGenByBogen |  | 2015
| Plant.Code | blankCol | bogen | Reported.Prime.Mover_923 | Net.Generation.mwh | Bogen.Total.Net.Generation.January | Bogen.Total.Net.Generation.February | Bogen.Total.Net.Generation.March | Bogen.Total.Net.Generation.April | Bogen.Total.Net.Generation.May | Bogen.Total.Net.Generation.June | Bogen.Total.Net.Generation.July | Bogen.Total.Net.Generation.August | Bogen.Total.Net.Generation.September | Bogen.Total.Net.Generation.October | Bogen.Total.Net.Generation.November | Bogen.Total.Net.Generation.December | YEAR
| 1270 |  | 1270^1 | ST | 0 | 0 | 0 | 0 | 0 | 0 | 0 | 0 | 0 | 0 | 0 | 0 | 0 | 2015
| 1270 |  | 1270^2 | ST | 0 | 0 | 0 | 0 | 0 | 0 | 0 | 0 | 0 | 0 | 0 | 0 | 0 | 2015
ThermalEfficiencyByBogen |  | 2015
| Plant.Code | blankCol | bogen | Reported.Prime.Mover_923 | Net.Generation.mwh | ThermalEfficiency.January | ThermalEfficiency.February | ThermalEfficiency.March | ThermalEfficiency.April | ThermalEfficiency.May | ThermalEfficiency.June | ThermalEfficiency.July | ThermalEfficiency.August | ThermalEfficiency.September | ThermalEfficiency.October | ThermalEfficiency.November | ThermalEfficiency.December | YEAR
| 1270 |  | 1270^1 | ST | 0 | 0 | 0 | 0 | 0 | 0 | 0 | 0 | 0 | 0 | 0 | 0 | 0 | 2015
| 1270 |  | 1270^2 | ST | 0 | 0 | 0 | 0 | 0 | 0 | 0 | 0 | 0 | 0 | 0 | 0 | 0 | 2015

## 1394
2015 | Plant.Code | orig_sheet3_key | auto_sheet3_flags | auto_sheet3_key | orig_sheet4_key | auto_sheet4_flags | auto_sheet4_key | EIA_associationTable | generator.data.860 | retiredGenerators.860 | Boiler_InfoDesign_Parameters.860 | boilerFuelData_923 | generation.data.923 | page1GenFuelData.923 | FuelHeatByLine | NetGenByLine | FuelHeatByBoilerID | NetGenByGeneratorID | FuelHeatByBogen | NetGenByBogen | ThermalEfficiencyByBogen
#Rows | 1394 | 2 | 2 | 2 | 2 | 2 | 2 | 5 | 5 | 0 | 5 | 4 | 2 | 3 | 4 | 2 | 2 | 2 | 5 | 5 | 5
orig_sheet3_key |  | 2015
| plant_bo | bogen | Plant.Code
| 1394^2 | 1394^2 | 1394
| 1394^4 | 1394^4 | 1394
auto_sheet3_flags |  | 2015
| Plant.Code | plant_bo | bogen | missing.from.923 | unmapped_but_in_923 | unmapped | Orphan.Boiler | Boiler.Status | Boiler.ID.NotIn.Assoc | missingPlant.assoc | missingPlant.boilerDesignData.860 | missingPlant.generation.data.923 | missingPlant.boilerFuelData.923 | flag.CACT.missingPair | missing.bf.923 | flag.ST.missing.bf.923 | flag.ST.missing.bf.923.unmapped | flag_RPM | flag_floatingGen | flag_BoilerRetired | flag_Boiler.Status | flag_923bogenCTonly | flagFuelHeat | flag_STassoc_CT_CS_CA | flag_CSassociation | flagFH_no_NG_January | flagNG_no_FH_January | flagFuelHeat_January | flagFH_no_NG_February | flagNG_no_FH_February | flagFuelHeat_February | flagFH_no_NG_March | flagNG_no_FH_March | flagFuelHeat_March | flagFH_no_NG_April | flagNG_no_FH_April | flagFuelHeat_April | flagFH_no_NG_May | flagNG_no_FH_May | flagFuelHeat_May | flagFH_no_NG_June | flagNG_no_FH_June | flagFuelHeat_June | flagFH_no_NG_July | flagNG_no_FH_July | flagFuelHeat_July | flagFH_no_NG_August | flagNG_no_FH_August | flagFuelHeat_August | flagFH_no_NG_September | flagNG_no_FH_September | flagFuelHeat_September | flagFH_no_NG_October | flagNG_no_FH_October | flagFuelHeat_October | flagFH_no_NG_November | flagNG_no_FH_November | flagFuelHeat_November | flagFH_no_NG_December | flagNG_no_FH_December | flagFuelHeat_December | flag_ManualPlant | flag_MisMatch
| 1394 | 1394^2 | 1394^2 | 0 | 0 | 0 | 0 | 0 | 0 | 0 | 0 | 0 | 0 | 0 | 0 | 0 | 0 | 0 | 0 | 0 | 0 | 0 | 0 | 0 | 0 | 0 | 0 | 0 | 0 | 0 | 0 | 0 | 0 | 0 | 0 | 0 | 0 | 0 | 0 | 0 | 0 | 0 | 0 | 0 | 0 | 0 | 0 | 0 | 0 | 0 | 1 | 0 | 0 | 0 | 0 | 0 | 0 | 0 | 0 | 0 | 0 | 1 | 1
| 1394 | 1394^4 | 1394^4 | 0 | 0 | 0 | 0 | 0 | 0 | 0 | 0 | 0 | 0 | 0 | 0 | 0 | 0 | 0 | 0 | 0 | 0 | 0 | 0 | 0 | 0 | 0 | 0 | 0 | 0 | 0 | 0 | 0 | 0 | 0 | 0 | 0 | 0 | 0 | 0 | 0 | 0 | 0 | 0 | 0 | 0 | 0 | 0 | 0 | 0 | 0 | 1 | 0 | 0 | 0 | 0 | 0 | 0 | 0 | 0 | 0 | 0 | 1 | 1
auto_sheet3_key |  | 2015
manualEdit | Plant.Code | bogen | Boiler.ID | Unit.Code | bga.source | Boiler.ID.Total.Fuel.Heat.January | PlantLine.Total.Fuel.Heat.January | flagNG_no_FH_January | flagFH_no_NG_January | flagFuelHeat_January | Boiler.ID.Total.Fuel.Heat.February | PlantLine.Total.Fuel.Heat.February | flagNG_no_FH_February | flagFH_no_NG_February | flagFuelHeat_February | Boiler.ID.Total.Fuel.Heat.March | PlantLine.Total.Fuel.Heat.March | flagNG_no_FH_March | flagFH_no_NG_March | flagFuelHeat_March | Boiler.ID.Total.Fuel.Heat.April | PlantLine.Total.Fuel.Heat.April | flagNG_no_FH_April | flagFH_no_NG_April | flagFuelHeat_April | Boiler.ID.Total.Fuel.Heat.May | PlantLine.Total.Fuel.Heat.May | flagNG_no_FH_May | flagFH_no_NG_May | flagFuelHeat_May | Boiler.ID.Total.Fuel.Heat.June | PlantLine.Total.Fuel.Heat.June | flagNG_no_FH_June | flagFH_no_NG_June | flagFuelHeat_June | Boiler.ID.Total.Fuel.Heat.July | PlantLine.Total.Fuel.Heat.July | flagNG_no_FH_July | flagFH_no_NG_July | flagFuelHeat_July | Boiler.ID.Total.Fuel.Heat.August | PlantLine.Total.Fuel.Heat.August | flagNG_no_FH_August | flagFH_no_NG_August | flagFuelHeat_August | Boiler.ID.Total.Fuel.Heat.September | PlantLine.Total.Fuel.Heat.September | flagNG_no_FH_September | flagFH_no_NG_September | flagFuelHeat_September | Boiler.ID.Total.Fuel.Heat.October | PlantLine.Total.Fuel.Heat.October | flagNG_no_FH_October | flagFH_no_NG_October | flagFuelHeat_October | Boiler.ID.Total.Fuel.Heat.November | PlantLine.Total.Fuel.Heat.November | flagNG_no_FH_November | flagFH_no_NG_November | flagFuelHeat_November | Boiler.ID.Total.Fuel.Heat.December | PlantLine.Total.Fuel.Heat.December | flagNG_no_FH_December | flagFH_no_NG_December | flagFuelHeat_December | missing.from.923 | flagBoiler.ID_assoc | orig_Boiler.ID_assoc | orig_Boiler.ID_bf.923 | flagBoiler.ID_bf.923 | missing.bf.923 | Reported.Prime.Mover_bf.923 | Reported.Prime.Mover_923 | Reported.Prime.Mover_860 | Reported.Fuel.Type.Code | Technology | Energy.Source.1 | unmapped_but_in_923 | unmapped | Orphan.Boiler | Boiler.Status | Boiler.Retirement.Year | Boiler.Retirement.Month | flag_BoilerRetired | flag_Boiler.Status | Boiler.ID.NotIn.Assoc | missingPlant.assoc | missingPlant.boilerDesignData.860 | missingPlant.generation.data.923 | missingPlant.boilerFuelData.923 | Reported.Prime.Mover_page1 | flag.ST.missing.bf.923 | flag.CACT.missingPair | flag_923bogenCTonly | flag.NGCC.badFuel | flag.ST.missing.bf.923.unmapped | flag_RPM | flag_floatingGen | flagFuelHeat | flag_STassoc_CT_CS_CA | flag_CSassociation | countFlags | YEAR | plant_bo | plant_bo_bf.923 | plant_bo_assoc
0 | 1394 | 1394^2 | 2 | none | eia860.org | 0 |  | 0 | 0 | 0 | 0 |  | 0 | 0 | 0 | 0 |  | 0 | 0 | 0 | 36023.22 |  | 0 | 0 | 0 | 266305.388 |  | 0 | 0 | 0 | 263024.34 |  | 0 | 0 | 0 | 487238.214 |  | 0 | 0 | 0 | 694560.398 |  | 0 | 0 | 0 | 0 |  | 1 | 0 | 0 | 0 |  | 0 | 0 | 0 | 0 |  | 0 | 0 | 0 | 0 |  | 0 | 0 | 0 | FALSE | removeChar | 2 | 2 | removeChar | FALSE | ST | ST | ST | NG | Natural Gas Steam Turbine | NG | FALSE | FALSE | FALSE | OP |  |  |  | 0 | 0 | FALSE | FALSE | FALSE | FALSE |  | 0 | FALSE | FALSE | 0 | 0 |  | 0 | 0 | 0 | 0 | 4 | 2015 | 1394^2 | 1394^2 | 1394^2
0 | 1394 | 1394^4 | 4 | none | eia860.org | 0 |  | 0 | 0 | 0 | 0 |  | 0 | 0 | 0 | 0 |  | 0 | 0 | 0 | 0 |  | 0 | 0 | 0 | 0 |  | 0 | 0 | 0 | 484912.08 |  | 0 | 0 | 0 | 643156.112 |  | 0 | 0 | 0 | 167099.044 |  | 0 | 0 | 0 | 0 |  | 1 | 0 | 0 | 0 |  | 0 | 0 | 0 | 0 |  | 0 | 0 | 0 | 0 |  | 0 | 0 | 0 | FALSE | removeChar | 4 | 4 | removeChar | FALSE | ST | ST | ST | RFO | Natural Gas Steam Turbine | NG | FALSE | FALSE | FALSE | OP |  |  |  | 0 | 0 | FALSE | FALSE | FALSE | FALSE |  | 0 | FALSE | FALSE | 0 | 0 |  | 0 | 0 | 0 | 0 | 4 | 2015 | 1394^4 | 1394^4 | 1394^4
orig_sheet4_key |  | 2015
| plant_gen | bogen | Plant.Code
| 1394^2 | 1394^2 | 1394
| 1394^4 | 1394^4 | 1394
auto_sheet4_flags |  | 2015
| Plant.Code | plant_gen | bogen | missing.from.923 | Generator.Status | Orphan.Generator | unmapped_but_in_923 | unmapped | missingPlant.assoc | missingPlant.generator.data.860 | missingPlant.generation.data.923 | flag.CACT.missingPair | missing.bf.923 | missing.generation.data | flag.ST.missing.bf.923 | flag.ST.missing.bf.923.unmapped | flag_RPM | flag_floatingGen | flag_GeneratorRetired | flag_Generator.Status | flag_923bogenCTonly | flagFuelHeat | flag_STassoc_CT_CS_CA | flag_CSassociation | flagNetGenWithoutFuelHeat | flagFuelHeatWithoutNetGen | flagFH_no_NG_January | flagNG_no_FH_January | flagFuelHeat_January | flagFH_no_NG_February | flagNG_no_FH_February | flagFuelHeat_February | flagFH_no_NG_March | flagNG_no_FH_March | flagFuelHeat_March | flagFH_no_NG_April | flagNG_no_FH_April | flagFuelHeat_April | flagFH_no_NG_May | flagNG_no_FH_May | flagFuelHeat_May | flagFH_no_NG_June | flagNG_no_FH_June | flagFuelHeat_June | flagFH_no_NG_July | flagNG_no_FH_July | flagFuelHeat_July | flagFH_no_NG_August | flagNG_no_FH_August | flagFuelHeat_August | flagFH_no_NG_September | flagNG_no_FH_September | flagFuelHeat_September | flagFH_no_NG_October | flagNG_no_FH_October | flagFuelHeat_October | flagFH_no_NG_November | flagNG_no_FH_November | flagFuelHeat_November | flagFH_no_NG_December | flagNG_no_FH_December | flagFuelHeat_December | flag_ManualPlant | flag_MisMatch
| 1394 | 1394^2 | 1394^2 | 0 | 0 | 0 | 0 | 0 | 0 | 0 | 0 | 0 | 0 | 0 | 0 | 0 | 0 | 0 | 0 | 0 | 0 | 0 | 0 | 0 | 1 | 0 | 0 | 0 | 0 | 0 | 0 | 0 | 0 | 0 | 0 | 0 | 0 | 0 | 0 | 0 | 0 | 0 | 0 | 0 | 0 | 0 | 0 | 0 | 0 | 0 | 0 | 1 | 0 | 0 | 0 | 0 | 0 | 0 | 0 | 0 | 0 | 0 | 1 | 1
| 1394 | 1394^4 | 1394^4 | 0 | 0 | 0 | 0 | 0 | 0 | 0 | 0 | 0 | 0 | 0 | 0 | 0 | 0 | 0 | 0 | 0 | 0 | 0 | 0 | 0 | 1 | 0 | 0 | 0 | 0 | 0 | 0 | 0 | 0 | 0 | 0 | 0 | 0 | 0 | 0 | 0 | 0 | 0 | 0 | 0 | 0 | 0 | 0 | 0 | 0 | 0 | 0 | 1 | 0 | 0 | 0 | 0 | 0 | 0 | 0 | 0 | 0 | 0 | 1 | 1
auto_sheet4_key |  | 2015
manualEdit | Plant.Code | Generator.ID | bogen | Unit.Code | bga.source | Net.Generation.mwh | Generator.ID.Total.Net.Generation.January | PlantLine.Total.Fuel.Heat.January | PlantLine.Total.Net.Generation.January | flagNG_no_FH_January | flagFH_no_NG_January | flagFuelHeat_January | Generator.ID.Total.Net.Generation.February | PlantLine.Total.Fuel.Heat.February | PlantLine.Total.Net.Generation.February | flagNG_no_FH_February | flagFH_no_NG_February | flagFuelHeat_February | Generator.ID.Total.Net.Generation.March | PlantLine.Total.Fuel.Heat.March | PlantLine.Total.Net.Generation.March | flagNG_no_FH_March | flagFH_no_NG_March | flagFuelHeat_March | Generator.ID.Total.Net.Generation.April | PlantLine.Total.Fuel.Heat.April | PlantLine.Total.Net.Generation.April | flagNG_no_FH_April | flagFH_no_NG_April | flagFuelHeat_April | Generator.ID.Total.Net.Generation.May | PlantLine.Total.Fuel.Heat.May | PlantLine.Total.Net.Generation.May | flagNG_no_FH_May | flagFH_no_NG_May | flagFuelHeat_May | Generator.ID.Total.Net.Generation.June | PlantLine.Total.Fuel.Heat.June | PlantLine.Total.Net.Generation.June | flagNG_no_FH_June | flagFH_no_NG_June | flagFuelHeat_June | Generator.ID.Total.Net.Generation.July | PlantLine.Total.Fuel.Heat.July | PlantLine.Total.Net.Generation.July | flagNG_no_FH_July | flagFH_no_NG_July | flagFuelHeat_July | Generator.ID.Total.Net.Generation.August | PlantLine.Total.Fuel.Heat.August | PlantLine.Total.Net.Generation.August | flagNG_no_FH_August | flagFH_no_NG_August | flagFuelHeat_August | Generator.ID.Total.Net.Generation.September | PlantLine.Total.Fuel.Heat.September | PlantLine.Total.Net.Generation.September | flagNG_no_FH_September | flagFH_no_NG_September | flagFuelHeat_September | Generator.ID.Total.Net.Generation.October | PlantLine.Total.Fuel.Heat.October | PlantLine.Total.Net.Generation.October | flagNG_no_FH_October | flagFH_no_NG_October | flagFuelHeat_October | Generator.ID.Total.Net.Generation.November | PlantLine.Total.Fuel.Heat.November | PlantLine.Total.Net.Generation.November | flagNG_no_FH_November | flagFH_no_NG_November | flagFuelHeat_November | Generator.ID.Total.Net.Generation.December | PlantLine.Total.Fuel.Heat.December | PlantLine.Total.Net.Generation.December | flagNG_no_FH_December | flagFH_no_NG_December | flagFuelHeat_December | missing.from.923 | orig_Generator.ID_923 | flagGenerator.ID_923 | orig_Generator.ID_860 | flagGenerator.ID_860 | flagGenerator.ID_assoc | orig_Generator.ID_assoc | missing.bf.923 | Reported.Prime.Mover_bf.923 | Reported.Prime.Mover_923 | Reported.Prime.Mover_860 | Reported.Fuel.Type.Code | Technology | Energy.Source.1 | Generator.Status | Orphan.Generator | unmapped_but_in_923 | unmapped | flag_Generator.Status | Generator.Retirement.Year | Generator.Retirement.Month | flag_GeneratorRetired | missingPlant.assoc | missingPlant.generator.data.860 | missingPlant.generation.data.923 | Reported.Prime.Mover_page1 | flag.ST.missing.bf.923 | flag.CACT.missingPair | flag_923bogenCTonly | flag.NGCC.badFuel | flag.ST.missing.bf.923.unmapped | flag_RPM | flag_floatingGen | flagNetGenWithoutFuelHeat | flagFuelHeatWithoutNetGen | flagFuelHeat | flag_STassoc_CT_CS_CA | flag_CSassociation | countFlags | YEAR | plant_gen | plant_gen.923 | plant_gen.860 | plant_gen_assoc | missing.generation.data
0 | 1394 | 2 | 1394^2 | none | eia860.org | 169700 | -289 |  |  | 0 | 0 | 0 | -265 |  |  | 0 | 0 | 0 | -193 |  |  | 0 | 0 | 0 | 2605 |  |  | 0 | 0 | 0 | 21730 |  |  | 0 | 0 | 0 | 21025 |  |  | 0 | 0 | 0 | 41916 |  |  | 0 | 0 | 0 | 55672 |  |  | 0 | 0 | 0 | 28141 |  |  | 1 | 0 | 0 | -231 |  |  | 0 | 0 | 0 | -193 |  |  | 0 | 0 | 0 | -218 |  |  | 0 | 0 | 0 | FALSE | 2 | removeChar | 2 | removeChar | removeChar | 2 | FALSE | ST | ST | ST | NG | Natural Gas Steam Turbine | NG | OP | FALSE | FALSE | FALSE | 0 |  |  |  | FALSE | FALSE | FALSE |  | 0 | FALSE | FALSE | 0 | 0 |  | 0 | 1 | 0 | 0 | 0 | 0 | 4 | 2015 | 1394^2 | 1394^2 | 1394^2 | 1394^2 | FALSE
0 | 1394 | 4 | 1394^4 | none | eia860.org | 110655 | -431 |  |  | 0 | 0 | 0 | -320 |  |  | 0 | 0 | 0 | -254 |  |  | 0 | 0 | 0 | -244 |  |  | 0 | 0 | 0 | -238 |  |  | 0 | 0 | 0 | 41429 |  |  | 0 | 0 | 0 | 58438 |  |  | 0 | 0 | 0 | 13762 |  |  | 0 | 0 | 0 | -365 |  |  | 1 | 0 | 0 | -388 |  |  | 0 | 0 | 0 | -305 |  |  | 0 | 0 | 0 | -429 |  |  | 0 | 0 | 0 | FALSE | 4 | removeChar | 4 | removeChar | removeChar | 4 | FALSE | ST | ST | ST | RFO | Natural Gas Steam Turbine | NG | OP | FALSE | FALSE | FALSE | 0 |  |  |  | FALSE | FALSE | FALSE |  | 0 | FALSE | FALSE | 0 | 0 |  | 0 | 1 | 0 | 0 | 0 | 0 | 4 | 2015 | 1394^4 | 1394^4 | 1394^4 | 1394^4 | FALSE
EIA_associationTable |  | 2015
| Utility.ID | Utility.Name | Plant.Code | Plant.Name | Boiler.ID | Generator.ID | Steam.Plant.Type
| 11241 | Entergy Louisiana LLC | 1394 | Willow Glen | 1 | 1 | 1
| 11241 | Entergy Louisiana LLC | 1394 | Willow Glen | 2 | 2 | 1
| 11241 | Entergy Louisiana LLC | 1394 | Willow Glen | 3 | 3 | 1
| 11241 | Entergy Louisiana LLC | 1394 | Willow Glen | 4 | 4 | 1
| 11241 | Entergy Louisiana LLC | 1394 | Willow Glen | 5 | 5 | 1
generator.data.860 |  | 2015
| Utility.ID | Utility.Name | Plant.Code | Plant.Name | State | County | Generator.ID | Technology | Prime.Mover | Unit.Code | Ownership | Duct.Burners | Can.Bypass.Heat.Recovery.Steam.Generator. | RTO.ISO.LMP.Node.Designation | RTO.ISO.Location.Designation.for.Reporting.Wholesale.Sales.Data.to.FERC | Nameplate.Capacity..MW. | Nameplate.Power.Factor | Summer.Capacity..MW. | Winter.Capacity..MW. | Minimum.Load..MW. | Uprate.or.Derate.Completed.During.Year | Month.Uprate.or.Derate.Completed | Year.Uprate.or.Derate.Completed | Status | Synchronized.to.Transmission.Grid | Operating.Month | Operating.Year | Planned.Retirement.Month | Planned.Retirement.Year | Associated.with.Combined.Heat.and.Power.System | Sector.Name | Sector | Topping.or.Bottoming | Energy.Source.1 | Energy.Source.2 | Energy.Source.3 | Energy.Source.4 | Energy.Source.5 | Energy.Source.6 | Startup.Source.1 | Startup.Source.2 | Startup.Source.3 | Startup.Source.4 | Solid.Fuel.Gasification.System. | Carbon.Capture.Technology. | Turbines..Inverters..or.Hydrokinetic.Buoys | Time.from.Cold.Shutdown.to.Full.Load | Fluidized.Bed.Technology. | Pulverized.Coal.Technology. | Stoker.Technology. | Other.Combustion.Technology. | Subcritical.Technology. | Supercritical.Technology. | Ultrasupercritical.Technology. | Planned.Net.Summer.Capacity.Uprate..MW. | Planned.Net.Winter.Capacity.Uprate..MW. | Planned.Uprate.Month | Planned.Uprate.Year | Planned.Net.Summer.Capacity.Derate..MW. | Planned.Net.Winter.Capacity.Derate..MW. | Planned.Derate.Month | Planned.Derate.Year | Planned.New.Prime.Mover | Planned.Energy.Source.1 | Planned.New.Nameplate.Capacity..MW. | Planned.Repower.Month | Planned.Repower.Year | Other.Planned.Modifications. | Other.Modifications.Month | Other.Modifications.Year | Cofire.Fuels. | Switch.Between.Oil.and.Natural.Gas.
| 11241 | Entergy Louisiana LLC | 1394 | Willow Glen | LA | Iberville | 1 | Natural Gas Steam Turbine | ST |  | S | X | X |  |  | 163.2 | 0.85 | 152 | 155 | 54 | N |  |  | OS | X | 1 | 1960 |  |  | N | Electric Utility | 1 | X | NG | [5 empty] | NG |  |  |  | N |  |  | OVER | [23 empty] | N | N
| 11241 | Entergy Louisiana LLC | 1394 | Willow Glen | LA | Iberville | 2 | Natural Gas Steam Turbine | ST |  | S | X | X | EES.W_GLEN2 | EES.W_GLEN2 | 239.4 | 0.85 | 180 | 180 | 35 | N |  |  | OP | X | 1 | 1964 |  |  | N | Electric Utility | 1 | X | NG | DFO |  |  |  |  | NG |  |  |  | N |  |  | OVER | [23 empty] | N | N
| 11241 | Entergy Louisiana LLC | 1394 | Willow Glen | LA | Iberville | 3 | Natural Gas Steam Turbine | ST |  | S | X | X |  |  | 591.8 | 0.87 | 450 | 460 | 225 | N |  |  | OS | X | 12 | 1968 |  |  | N | Electric Utility | 1 | X | NG | RFO | DFO |  |  |  | NG |  |  |  | N |  |  | OVER | [23 empty] | N | N
| 11241 | Entergy Louisiana LLC | 1394 | Willow Glen | LA | Iberville | 4 | Natural Gas Steam Turbine | ST |  | S | X | X | EES.W_GLEN4 | EES.W_GLEN4 | 591.8 | 0.87 | 482 | 490 | 225 | N |  |  | OP | X | 1 | 1973 |  |  | N | Electric Utility | 1 | X | NG | RFO | DFO |  |  |  | NG |  |  |  | N |  |  | OVER | [23 empty] | Y | N
| 11241 | Entergy Louisiana LLC | 1394 | Willow Glen | LA | Iberville | 5 | Natural Gas Steam Turbine | ST |  | S | X | X |  |  | 591.8 | 0.87 | 485 | 485 | 160 | N |  |  | OS | X | 1 | 1976 |  |  | N | Electric Utility | 1 | X | NG | RFO | DFO |  |  |  | NG |  |  |  | N |  |  | OVER | [23 empty] | Y | N
retiredGenerators.860 |  | 2015
| Utility.ID | Utility.Name | Plant.Code | Plant.Name | State | County | Generator.ID | Technology | Prime.Mover | Unit.Code | Ownership | Duct.Burners | Can.Bypass.Heat.Recovery.Steam.Generator. | RTO.ISO.LMP.Node.Designation | RTO.ISO.Location.Designation.for.Reporting.Wholesale.Sales.Data.to.FERC | Nameplate.Capacity..MW. | Nameplate.Power.Factor | Summer.Capacity..MW. | Winter.Capacity..MW. | Minimum.Load..MW. | Uprate.or.Derate.Completed.During.Year | Month.Uprate.or.Derate.Completed | Year.Uprate.or.Derate.Completed | Status | Synchronized.to.Transmission.Grid | Operating.Month | Operating.Year | Retirement.Month | Retirement.Year | Associated.with.Combined.Heat.and.Power.System | Sector.Name | Sector | Topping.or.Bottoming | Energy.Source.1 | Energy.Source.2 | Energy.Source.3 | Energy.Source.4 | Energy.Source.5 | Energy.Source.6 | Startup.Source.1 | Startup.Source.2 | Startup.Source.3 | Startup.Source.4 | Solid.Fuel.Gasification.System. | Carbon.Capture.Technology. | Turbines..Inverters..or.Hydrokinetic.Buoys | Time.from.Cold.Shutdown.to.Full.Load | Fluidized.Bed.Technology. | Pulverized.Coal.Technology. | Stoker.Technology. | Other.Combustion.Technology. | Subcritical.Technology. | Supercritical.Technology. | Ultrasupercritical.Technology. | Cofire.Fuels. | Switch.Between.Oil.and.Natural.Gas.
Boiler_InfoDesign_Parameters.860 |  | 2015
| Utility.ID | Utility.Name | Plant.Code | Plant.Name | State | Boiler.ID | Boiler.Status | Type.of.Boiler | Inservice.Month | Inservice.Year | Retirement.Month | Retirement.Year | Firing.Type.1 | Firing.Type.2 | Firing.Type.3 | Max.Steam.Flow..Thousand.Pounds.per.Hour. | Firing.Rate.Using.Coal..0.1.Tons.per.Hour. | Firing.Rate.Using.Petroleum..0.1.Barrels.per.Hour. | Firing.Rate.Using.Gas..0.1.MCF.per.Hour. | Firing.Rate.Using.Other.Fuels | Waste.Heat.Input..Million.BTU.per.Hour. | Primary.Fuel.1 | Primary.Fuel.2 | Primary.Fuel.3 | Primary.Fuel.4 | Turndown.Ratio | Efficiency.100..Load | Efficiency.50..Load | Air.Flow.100..Load..Cubic.Feet.per.Minute. | Wet.Dry.Bottom | Fly.Ash.Reinjection | Steam.Plant.Type | missingData
| 11241 | Entergy Louisiana LLC | 1394 | Willow Glen | LA | 1 | OS | N | 3 | 1960 |  |  | TF |  |  | 1100 |  |  | 1464 |  |  | NG |  |  |  | 3 | 0.844 | 0.853 | 294700 |  | N | 1 | 0
| 11241 | Entergy Louisiana LLC | 1394 | Willow Glen | LA | 2 | OP | N | 1 | 1964 |  |  | TF |  |  | 1550 |  | 356.2 | 2064 |  |  | NG | DFO |  |  | 2.9 | 0.842 | 0.846 | 400100 |  | N | 1 | 0
| 11241 | Entergy Louisiana LLC | 1394 | Willow Glen | LA | 3 | OS | D | 12 | 1968 |  |  | WF |  |  | 4049 |  | 1419.4 | 5169.3 |  |  | NG | RFO | DFO |  | 5.9 | 0.854 | 0.863 | 995600 |  | N | 1 | 0
| 11241 | Entergy Louisiana LLC | 1394 | Willow Glen | LA | 4 | OP | N | 7 | 1973 |  |  | WF |  |  | 4035 |  | 800 | 5090 |  |  | NG | DFO | RFO |  | 2.4 | 0.854 | 0.854 | 950600 |  | N | 1 | 0
| 11241 | Entergy Louisiana LLC | 1394 | Willow Glen | LA | 5 | OS | N | 7 | 1976 |  |  | TF |  |  | 4035 |  | 807.2 | 5500 |  |  | NG | RFO | DFO |  | 2.6 | 0.9 | 0.903 | 921800 |  | N | 1 | 0
boilerFuelData_923 |  | 2015
| Plant.Code | Combined.Heat.And..Power.Plant | Plant.Name | Operator.Name | Operator.Id | Plant.State | Census.Region | NERC.Region | NAICS.Code | Sector.Number | Sector.Name | Boiler.ID | Reported.Prime.Mover | Reported.Fuel.Type.Code | Physical.Unit.Label | Quantity.Of.Fuel.Consumed.January | Quantity.Of.Fuel.Consumed.February | Quantity.Of.Fuel.Consumed.March | Quantity.Of.Fuel.Consumed.April | Quantity.Of.Fuel.Consumed.May | Quantity.Of.Fuel.Consumed.June | Quantity.Of.Fuel.Consumed.July | Quantity.Of.Fuel.Consumed.August | Quantity.Of.Fuel.Consumed.September | Quantity.Of.Fuel.Consumed.October | Quantity.Of.Fuel.Consumed.November | Quantity.Of.Fuel.Consumed.December | MMbtu.Per.Unit.January | MMbtu.Per.Unit.February | MMbtu.Per.Unit.March | MMbtu.Per.Unit.April | MMbtu.Per.Unit.May | MMbtu.Per.Unit.June | MMbtu.Per.Unit.July | MMbtu.Per.Unit.August | MMbtu.Per.Unit.September | MMbtu.Per.Unit.October | MMbtu.Per.Unit.November | MMbtu.Per.Unit.December | Sulfur.Content.January | Sulfur.Content.February | Sulfur.Content.March | Sulfur.Content.April | Sulfur.Content.May | Sulfur.Content.June | Sulfur.Content.July | Sulfur.Content.August | Sulfur.Content.September | Sulfur.Content.October | Sulfur.Content.November | Sulfur.Content.December | Ash.Content.January | Ash.Content.February | Ash.Content.March | Ash.Content.April | Ash.Content.May | Ash.Content.June | Ash.Content.July | Ash.Content.August | Ash.Content.September | Ash.Content.October | Ash.Content.November | Ash.Content.December | Total.Fuel.Consumption.Quantity | YEAR | missingData
| 1394 | N | Willow Glen | Entergy Louisiana LLC | 11241 | LA | WSC | SERC | 22 | 1 | Electric Utility | 2 | ST | NG | Mcf | 0 | 0 | 0 | 34974 | 260828 | 257867 | 478623 | 679609 | 0 | 0 | 0 | 0 | 0 | 0 | 0 | 1.03 | 1.021 | 1.02 | 1.018 | 1.022 | 0 | 0 | 0 | 0 | 0 | 0 | 0 | 0 | 0 | 0 | 0 | 0 | 0 | 0 | 0 | 0 | 0 | 0 | 0 | 0 | 0 | 0 | 0 | 0 | 0 | 0 | 0 | 0 | 1711901 | 2015 | 0
| 1394 | N | Willow Glen | Entergy Louisiana LLC | 11241 | LA | WSC | SERC | 22 | 1 | Electric Utility | 4 | ST | DFO | barrels | 0 | 0 | 0 | 0 | 0 | 0 | 0 | 0 | 0 | 0 | 0 | 0 | 0 | 0 | 0 | 0 | 0 | 0 | 0 | 0 | 0 | 0 | 0 | 0 | 0 | 0 | 0 | 0 | 0 | 0 | 0 | 0 | 0 | 0 | 0 | 0 | 0 | 0 | 0 | 0 | 0 | 0 | 0 | 0 | 0 | 0 | 0 | 0 | 0 | 2015 | 0
| 1394 | N | Willow Glen | Entergy Louisiana LLC | 11241 | LA | WSC | SERC | 22 | 1 | Electric Utility | 4 | ST | NG | Mcf | 0 | 0 | 0 | 0 | 0 | 475404 | 631784 | 163502 | 0 | 0 | 0 | 0 | 0 | 0 | 0 | 0 | 0 | 1.02 | 1.018 | 1.022 | 0 | 0 | 0 | 0 | 0 | 0 | 0 | 0 | 0 | 0 | 0 | 0 | 0 | 0 | 0 | 0 | 0 | 0 | 0 | 0 | 0 | 0 | 0 | 0 | 0 | 0 | 0 | 0 | 1270690 | 2015 | 0
| 1394 | N | Willow Glen | Entergy Louisiana LLC | 11241 | LA | WSC | SERC | 22 | 1 | Electric Utility | 4 | ST | RFO | barrels | 0 | 0 | 0 | 0 | 0 | 0 | 0 | 0 | 0 | 0 | 0 | 0 | 0 | 0 | 0 | 0 | 0 | 0 | 0 | 0 | 0 | 0 | 0 | 0 | 0 | 0 | 0 | 0 | 0 | 0 | 0 | 0 | 0 | 0 | 0 | 0 | 0 | 0 | 0 | 0 | 0 | 0 | 0 | 0 | 0 | 0 | 0 | 0 | 0 | 2015 | 0
generation.data.923 |  | 2015
| Plant.Code | Combined.Heat.And.Power.Plant | Plant.Name | Operator.Name | Operator.Id | Plant.State | Census.Region | NERC.Region | NAICS.Code | Sector.Number | Sector.Name | Generator.ID | Reported.Prime.Mover | Net.Generation.January | Net.Generation.February | Net.Generation.March | Net.Generation.April | Net.Generation.May | Net.Generation.June | Net.Generation.July | Net.Generation.August | Net.Generation.September | Net.Generation.October | Net.Generation.November | Net.Generation.December | Net.Generation.Year.To.Date | YEAR | missingData
| 1394 | N | Willow Glen | Entergy Louisiana LLC | 11241 | LA | WSC | SERC | 22 | 1 | Electric Utility | 4 | ST | -431 | -320 | -254 | -244 | -238 | 41429 | 58438 | 13762 | -365 | -388 | -305 | -429 | 110655 | 2015 | 0
| 1394 | N | Willow Glen | Entergy Louisiana LLC | 11241 | LA | WSC | SERC | 22 | 1 | Electric Utility | 2 | ST | -289 | -265 | -193 | 2605 | 21730 | 21025 | 41916 | 55672 | 28141 | -231 | -193 | -218 | 169700 | 2015 | 0
page1GenFuelData.923 |  | 2015
| Plant.Code | Combined.Heat.And.Power.Plant | Nuclear.Unit.Id | Plant.Name | Operator.Name | Operator.Id | Plant.State | Census.Region | NERC.Region | Reserved | NAICS.Code | EIA.Sector.Number | Sector.Name | Reported.Prime.Mover | Reported.Fuel.Type.Code | AER.Fuel.Type.Code | Reserved.1 | Reserved.2 | Physical.Unit.Label | Quantity.January | Quantity.February | Quantity.March | Quantity.April | Quantity.May | Quantity.June | Quantity.July | Quantity.August | Quantity.September | Quantity.October | Quantity.November | Quantity.December | Elec_Quantity.January | Elec_Quantity.February | Elec_Quantity.March | Elec_Quantity.April | Elec_Quantity.May | Elec_Quantity.June | Elec_Quantity.July | Elec_Quantity.August | Elec_Quantity.September | Elec_Quantity.October | Elec_Quantity.November | Elec_Quantity.December | MMBtuPer_Unit.January | MMBtuPer_Unit.February | MMBtuPer_Unit.March | MMBtuPer_Unit.April | MMBtuPer_Unit.May | MMBtuPer_Unit.June | MMBtuPer_Unit.July | MMBtuPer_Unit.August | MMBtuPer_Unit.September | MMBtuPer_Unit.October | MMBtuPer_Unit.November | MMBtuPer_Unit.December | Tot_MMBtu.January | Tot_MMBtu.February | Tot_MMBtu.March | Tot_MMBtu.April | Tot_MMBtu.May | Tot_MMBtu.June | Tot_MMBtu.July | Tot_MMBtu.August | Tot_MMBtu.September | Tot_MMBtu.October | Tot_MMBtu.November | Tot_MMBtu.December | Elec_MMBtu.January | Elec_MMBtu.February | Elec_MMBtu.March | Elec_MMBtu.April | Elec_MMBtu.May | Elec_MMBtu.June | Elec_MMBtu.July | Elec_MMBtu.August | Elec_MMBtu.September | Elec_MMBtu.October | Elec_MMBtu.November | Elec_MMBtu.December | Netgen.January | Netgen.February | Netgen.March | Netgen.April | Netgen.May | Netgen.June | Netgen.July | Netgen.August | Netgen.September | Netgen.October | Netgen.November | Netgen.December | Total.Fuel.Consumption.Quantity | Electric.Fuel.Consumption.Quantity | Total.Fuel.Consumption.MMBtu | Elec.Fuel.Consumption.MMBtu | Net.Generation..Megawatthours. | YEAR | missingData
| 1394 | N | . | Willow Glen | Entergy Louisiana LLC | 11241 | LA | WSC | SERC |  | 22 | 1 | Electric Utility | ST | DFO | DFO |  |  | barrels | 0 | 0 | 0 | 0 | 0 | 0 | 0 | 0 | 0 | 0 | 0 | 0 | 0 | 0 | 0 | 0 | 0 | 0 | 0 | 0 | 0 | 0 | 0 | 0 | 0 | 0 | 0 | 0 | 0 | 0 | 0 | 0 | 0 | 0 | 0 | 0 | 0 | 0 | 0 | 0 | 0 | 0 | 0 | 0 | 0 | 0 | 0 | 0 | 0 | 0 | 0 | 0 | 0 | 0 | 0 | 0 | 0 | 0 | 0 | 0 | 0 | 0 | 0 | 0 | 0 | 0 | 0 | 0 | 0 | 0 | 0 | 0 | 0 | 0 | 0 | 0 | 0 | 2015 | 0
| 1394 | N | . | Willow Glen | Entergy Louisiana LLC | 11241 | LA | WSC | SERC |  | 22 | 1 | Electric Utility | ST | NG | NG |  |  | mcf | 0 | 0 | 0 | 34974 | 260828 | 733271 | 1110407 | 843111 | 0 | 0 | 0 | 0 | 0 | 0 | 0 | 34974 | 260828 | 733271 | 1110407 | 843111 | 0 | 0 | 0 | 0 | 0 | 0 | 0 | 1.03 | 1.021 | 1.02 | 1.018 | 1.022 | 0 | 0 | 0 | 0 | 0 | 0 | 0 | 36023 | 266305 | 747936 | 1130394 | 861659 | 0 | 0 | 0 | 0 | 0 | 0 | 0 | 36023 | 266305 | 747936 | 1130394 | 861659 | 0 | 0 | 0 | 0 | -720 | -585 | -447 | 2361 | 21492 | 62454 | 100354 | 69434 | 27776 | -619 | -498 | -647 | 2982591 | 2982591 | 3042317 | 3042317 | 280355 | 2015 | 0
| 1394 | N | . | Willow Glen | Entergy Louisiana LLC | 11241 | LA | WSC | SERC |  | 22 | 1 | Electric Utility | ST | RFO | RFO |  |  | barrels | 0 | 0 | 0 | 0 | 0 | 0 | 0 | 0 | 0 | 0 | 0 | 0 | 0 | 0 | 0 | 0 | 0 | 0 | 0 | 0 | 0 | 0 | 0 | 0 | 0 | 0 | 0 | 0 | 0 | 0 | 0 | 0 | 0 | 0 | 0 | 0 | 0 | 0 | 0 | 0 | 0 | 0 | 0 | 0 | 0 | 0 | 0 | 0 | 0 | 0 | 0 | 0 | 0 | 0 | 0 | 0 | 0 | 0 | 0 | 0 | 0 | 0 | 0 | 0 | 0 | 0 | 0 | 0 | 0 | 0 | 0 | 0 | 0 | 0 | 0 | 0 | 0 | 2015 | 0
FuelHeatByLine |  | 2015
| Plant.Code | Boiler.ID | bogen | Reported.Prime.Mover_bf.923 | Reported.Fuel.Type.Code | Fuel.Heat.January | Fuel.Heat.February | Fuel.Heat.March | Fuel.Heat.April | Fuel.Heat.May | Fuel.Heat.June | Fuel.Heat.July | Fuel.Heat.August | Fuel.Heat.September | Fuel.Heat.October | Fuel.Heat.November | Fuel.Heat.December | YEAR
| 1394 | 2 | 1394^2 | ST | NG | 0 | 0 | 0 | 36023.22 | 266305.388 | 263024.34 | 487238.214 | 694560.398 | 0 | 0 | 0 | 0 | 2015
| 1394 | 4 | 1394^4 | ST | NG | 0 | 0 | 0 | 0 | 0 | 484912.08 | 643156.112 | 167099.044 | 0 | 0 | 0 | 0 | 2015
| 1394 | 4 | 1394^4 | ST | RFO | 0 | 0 | 0 | 0 | 0 | 0 | 0 | 0 | 0 | 0 | 0 | 0 | 2015
| 1394 | 4 | 1394^4 | ST | DFO | 0 | 0 | 0 | 0 | 0 | 0 | 0 | 0 | 0 | 0 | 0 | 0 | 2015
NetGenByLine |  | 2015
| Plant.Code | Generator.ID | bogen | Reported.Prime.Mover | Net.Generation.Year.To.Date | Net.Generation.January | Net.Generation.February | Net.Generation.March | Net.Generation.April | Net.Generation.May | Net.Generation.June | Net.Generation.July | Net.Generation.August | Net.Generation.September | Net.Generation.October | Net.Generation.November | Net.Generation.December | YEAR
| 1394 | 2 | 1394^2 | ST | 169700 | -289 | -265 | -193 | 2605 | 21730 | 21025 | 41916 | 55672 | 28141 | -231 | -193 | -218 | 2015
| 1394 | 4 | 1394^4 | ST | 110655 | -431 | -320 | -254 | -244 | -238 | 41429 | 58438 | 13762 | -365 | -388 | -305 | -429 | 2015
FuelHeatByBoilerID |  | 2015
| Plant.Code | Boiler.ID | bogen | Reported.Prime.Mover_bf.923 | flagFuelHeat | Boiler.ID.Total.Fuel.Heat.January | Boiler.ID.Total.Fuel.Heat.February | Boiler.ID.Total.Fuel.Heat.March | Boiler.ID.Total.Fuel.Heat.April | Boiler.ID.Total.Fuel.Heat.May | Boiler.ID.Total.Fuel.Heat.June | Boiler.ID.Total.Fuel.Heat.July | Boiler.ID.Total.Fuel.Heat.August | Boiler.ID.Total.Fuel.Heat.September | Boiler.ID.Total.Fuel.Heat.October | Boiler.ID.Total.Fuel.Heat.November | Boiler.ID.Total.Fuel.Heat.December | YEAR
| 1394 | 2 | 1394^2 | ST | 0 | 0 | 0 | 0 | 36023.22 | 266305.388 | 263024.34 | 487238.214 | 694560.398 | 0 | 0 | 0 | 0 | 2015
| 1394 | 4 | 1394^4 | ST | 0 | 0 | 0 | 0 | 0 | 0 | 484912.08 | 643156.112 | 167099.044 | 0 | 0 | 0 | 0 | 2015
NetGenByGeneratorID |  | 2015
| Plant.Code | Generator.ID | bogen | Reported.Prime.Mover_923 | Net.Generation.mwh | Generator.ID.Total.Net.Generation.January | Generator.ID.Total.Net.Generation.February | Generator.ID.Total.Net.Generation.March | Generator.ID.Total.Net.Generation.April | Generator.ID.Total.Net.Generation.May | Generator.ID.Total.Net.Generation.June | Generator.ID.Total.Net.Generation.July | Generator.ID.Total.Net.Generation.August | Generator.ID.Total.Net.Generation.September | Generator.ID.Total.Net.Generation.October | Generator.ID.Total.Net.Generation.November | Generator.ID.Total.Net.Generation.December | YEAR
| 1394 | 2 | 1394^2 | ST | 169700 | -289 | -265 | -193 | 2605 | 21730 | 21025 | 41916 | 55672 | 28141 | -231 | -193 | -218 | 2015
| 1394 | 4 | 1394^4 | ST | 110655 | -431 | -320 | -254 | -244 | -238 | 41429 | 58438 | 13762 | -365 | -388 | -305 | -429 | 2015
FuelHeatByBogen |  | 2015
| Plant.Code | blankCol | bogen | Reported.Prime.Mover_bf.923 | flagFuelHeat | Bogen.Total.Fuel.Heat.January | Bogen.Total.Fuel.Heat.February | Bogen.Total.Fuel.Heat.March | Bogen.Total.Fuel.Heat.April | Bogen.Total.Fuel.Heat.May | Bogen.Total.Fuel.Heat.June | Bogen.Total.Fuel.Heat.July | Bogen.Total.Fuel.Heat.August | Bogen.Total.Fuel.Heat.September | Bogen.Total.Fuel.Heat.October | Bogen.Total.Fuel.Heat.November | Bogen.Total.Fuel.Heat.December | YEAR
| 1394 |  | 1394^1 |  |  | 0 | 0 | 0 | 0 | 0 | 0 | 0 | 0 | 0 | 0 | 0 | 0 | 2015
| 1394 |  | 1394^2 | ST | 0 | 0 | 0 | 0 | 36023.22 | 266305.388 | 263024.34 | 487238.214 | 694560.398 | 0 | 0 | 0 | 0 | 2015
| 1394 |  | 1394^3 |  |  | 0 | 0 | 0 | 0 | 0 | 0 | 0 | 0 | 0 | 0 | 0 | 0 | 2015
| 1394 |  | 1394^4 | ST | 0 | 0 | 0 | 0 | 0 | 0 | 484912.08 | 643156.112 | 167099.044 | 0 | 0 | 0 | 0 | 2015
| 1394 |  | 1394^5 |  |  | 0 | 0 | 0 | 0 | 0 | 0 | 0 | 0 | 0 | 0 | 0 | 0 | 2015
NetGenByBogen |  | 2015
| Plant.Code | blankCol | bogen | Reported.Prime.Mover_923 | Net.Generation.mwh | Bogen.Total.Net.Generation.January | Bogen.Total.Net.Generation.February | Bogen.Total.Net.Generation.March | Bogen.Total.Net.Generation.April | Bogen.Total.Net.Generation.May | Bogen.Total.Net.Generation.June | Bogen.Total.Net.Generation.July | Bogen.Total.Net.Generation.August | Bogen.Total.Net.Generation.September | Bogen.Total.Net.Generation.October | Bogen.Total.Net.Generation.November | Bogen.Total.Net.Generation.December | YEAR
| 1394 |  | 1394^1 |  |  | 0 | 0 | 0 | 0 | 0 | 0 | 0 | 0 | 0 | 0 | 0 | 0 | 2015
| 1394 |  | 1394^2 | ST | 169700 | -289 | -265 | -193 | 2605 | 21730 | 21025 | 41916 | 55672 | 28141 | -231 | -193 | -218 | 2015
| 1394 |  | 1394^3 |  |  | 0 | 0 | 0 | 0 | 0 | 0 | 0 | 0 | 0 | 0 | 0 | 0 | 2015
| 1394 |  | 1394^4 | ST | 110655 | -431 | -320 | -254 | -244 | -238 | 41429 | 58438 | 13762 | -365 | -388 | -305 | -429 | 2015
| 1394 |  | 1394^5 |  |  | 0 | 0 | 0 | 0 | 0 | 0 | 0 | 0 | 0 | 0 | 0 | 0 | 2015
ThermalEfficiencyByBogen |  | 2015
| Plant.Code | blankCol | bogen | Reported.Prime.Mover_923 | Net.Generation.mwh | ThermalEfficiency.January | ThermalEfficiency.February | ThermalEfficiency.March | ThermalEfficiency.April | ThermalEfficiency.May | ThermalEfficiency.June | ThermalEfficiency.July | ThermalEfficiency.August | ThermalEfficiency.September | ThermalEfficiency.October | ThermalEfficiency.November | ThermalEfficiency.December | YEAR
| 1394 |  | 1394^1 |  |  | 0 | 0 | 0 | 0 | 0 | 0 | 0 | 0 | 0 | 0 | 0 | 0 | 2015
| 1394 |  | 1394^2 | ST | 169700 | 0 | 0 | 0 | 0.24675 | 0.27842 | 0.27275 | 0.29354 | 0.2735 | 9999 | 0 | 0 | 0 | 2015
| 1394 |  | 1394^3 |  |  | 0 | 0 | 0 | 0 | 0 | 0 | 0 | 0 | 0 | 0 | 0 | 0 | 2015
| 1394 |  | 1394^4 | ST | 110655 | 0 | 0 | 0 | 0 | 0 | 0.29152 | 0.31003 | 0.28102 | 0 | 0 | 0 | 0 | 2015
| 1394 |  | 1394^5 |  |  | 0 | 0 | 0 | 0 | 0 | 0 | 0 | 0 | 0 | 0 | 0 | 0 | 2015

## 1880
2015 | Plant.Code | orig_sheet3_key | auto_sheet3_flags | auto_sheet3_key | orig_sheet4_key | auto_sheet4_flags | auto_sheet4_key | EIA_associationTable | generator.data.860 | retiredGenerators.860 | Boiler_InfoDesign_Parameters.860 | boilerFuelData_923 | generation.data.923 | page1GenFuelData.923 | FuelHeatByLine | NetGenByLine | FuelHeatByBoilerID | NetGenByGeneratorID | FuelHeatByBogen | NetGenByBogen | ThermalEfficiencyByBogen
#Rows | 1880 | 1 | 1 | 1 | 1 | 1 | 1 | 0 | 2 | 1 | 0 | 1 | 1 | 2 | 1 | 1 | 1 | 1 | 1 | 1 | 1
orig_sheet3_key |  | 2015
| plant_bo | bogen | Plant.Code
| 1880^6 | 1880^1 | 1880
auto_sheet3_flags |  | 2015
| Plant.Code | plant_bo | bogen | missing.from.923 | unmapped_but_in_923 | unmapped | Orphan.Boiler | Boiler.Status | Boiler.ID.NotIn.Assoc | missingPlant.assoc | missingPlant.boilerDesignData.860 | missingPlant.generation.data.923 | missingPlant.boilerFuelData.923 | flag.CACT.missingPair | missing.bf.923 | flag.ST.missing.bf.923 | flag.ST.missing.bf.923.unmapped | flag_RPM | flag_floatingGen | flag_BoilerRetired | flag_Boiler.Status | flag_923bogenCTonly | flagFuelHeat | flag_STassoc_CT_CS_CA | flag_CSassociation | flagFH_no_NG_January | flagNG_no_FH_January | flagFuelHeat_January | flagFH_no_NG_February | flagNG_no_FH_February | flagFuelHeat_February | flagFH_no_NG_March | flagNG_no_FH_March | flagFuelHeat_March | flagFH_no_NG_April | flagNG_no_FH_April | flagFuelHeat_April | flagFH_no_NG_May | flagNG_no_FH_May | flagFuelHeat_May | flagFH_no_NG_June | flagNG_no_FH_June | flagFuelHeat_June | flagFH_no_NG_July | flagNG_no_FH_July | flagFuelHeat_July | flagFH_no_NG_August | flagNG_no_FH_August | flagFuelHeat_August | flagFH_no_NG_September | flagNG_no_FH_September | flagFuelHeat_September | flagFH_no_NG_October | flagNG_no_FH_October | flagFuelHeat_October | flagFH_no_NG_November | flagNG_no_FH_November | flagFuelHeat_November | flagFH_no_NG_December | flagNG_no_FH_December | flagFuelHeat_December | flag_ManualPlant | flag_MisMatch
| 1880 | 1880^6 | 1880^1 | 0 | 0 | 0 | 1 | 0 | 1 | 1 | 1 | 0 | 0 | 0 | 0 | 0 | 0 | 0 | 0 | 0 | 0 | 0 | 0 | 0 | 0 | 0 | 0 | 0 | 0 | 0 | 0 | 0 | 0 | 0 | 0 | 0 | 0 | 0 | 0 | 0 | 0 | 0 | 0 | 0 | 0 | 0 | 0 | 0 | 0 | 0 | 0 | 0 | 0 | 0 | 0 | 0 | 0 | 0 | 0 | 0 | 0 | 1 | 1
auto_sheet3_key |  | 2015
manualEdit | Plant.Code | bogen | Boiler.ID | Unit.Code | bga.source | Boiler.ID.Total.Fuel.Heat.January | PlantLine.Total.Fuel.Heat.January | flagNG_no_FH_January | flagFH_no_NG_January | flagFuelHeat_January | Boiler.ID.Total.Fuel.Heat.February | PlantLine.Total.Fuel.Heat.February | flagNG_no_FH_February | flagFH_no_NG_February | flagFuelHeat_February | Boiler.ID.Total.Fuel.Heat.March | PlantLine.Total.Fuel.Heat.March | flagNG_no_FH_March | flagFH_no_NG_March | flagFuelHeat_March | Boiler.ID.Total.Fuel.Heat.April | PlantLine.Total.Fuel.Heat.April | flagNG_no_FH_April | flagFH_no_NG_April | flagFuelHeat_April | Boiler.ID.Total.Fuel.Heat.May | PlantLine.Total.Fuel.Heat.May | flagNG_no_FH_May | flagFH_no_NG_May | flagFuelHeat_May | Boiler.ID.Total.Fuel.Heat.June | PlantLine.Total.Fuel.Heat.June | flagNG_no_FH_June | flagFH_no_NG_June | flagFuelHeat_June | Boiler.ID.Total.Fuel.Heat.July | PlantLine.Total.Fuel.Heat.July | flagNG_no_FH_July | flagFH_no_NG_July | flagFuelHeat_July | Boiler.ID.Total.Fuel.Heat.August | PlantLine.Total.Fuel.Heat.August | flagNG_no_FH_August | flagFH_no_NG_August | flagFuelHeat_August | Boiler.ID.Total.Fuel.Heat.September | PlantLine.Total.Fuel.Heat.September | flagNG_no_FH_September | flagFH_no_NG_September | flagFuelHeat_September | Boiler.ID.Total.Fuel.Heat.October | PlantLine.Total.Fuel.Heat.October | flagNG_no_FH_October | flagFH_no_NG_October | flagFuelHeat_October | Boiler.ID.Total.Fuel.Heat.November | PlantLine.Total.Fuel.Heat.November | flagNG_no_FH_November | flagFH_no_NG_November | flagFuelHeat_November | Boiler.ID.Total.Fuel.Heat.December | PlantLine.Total.Fuel.Heat.December | flagNG_no_FH_December | flagFH_no_NG_December | flagFuelHeat_December | missing.from.923 | flagBoiler.ID_assoc | orig_Boiler.ID_assoc | orig_Boiler.ID_bf.923 | flagBoiler.ID_bf.923 | missing.bf.923 | Reported.Prime.Mover_bf.923 | Reported.Prime.Mover_923 | Reported.Prime.Mover_860 | Reported.Fuel.Type.Code | Technology | Energy.Source.1 | unmapped_but_in_923 | unmapped | Orphan.Boiler | Boiler.Status | Boiler.Retirement.Year | Boiler.Retirement.Month | flag_BoilerRetired | flag_Boiler.Status | Boiler.ID.NotIn.Assoc | missingPlant.assoc | missingPlant.boilerDesignData.860 | missingPlant.generation.data.923 | missingPlant.boilerFuelData.923 | Reported.Prime.Mover_page1 | flag.ST.missing.bf.923 | flag.CACT.missingPair | flag_923bogenCTonly | flag.NGCC.badFuel | flag.ST.missing.bf.923.unmapped | flag_RPM | flag_floatingGen | flagFuelHeat | flag_STassoc_CT_CS_CA | flag_CSassociation | countFlags | YEAR | plant_bo | plant_bo_bf.923 | plant_bo_assoc
0 | 1880 | 1880^1 | 6 |  |  | 0 |  | 0 | 0 | 0 | 0 |  | 0 | 0 | 0 | 0 |  | 0 | 0 | 0 | 0 |  | 0 | 0 | 0 | 0 |  | 0 | 0 | 0 | 889.92 |  | 0 | 0 | 0 | 2636.8 |  | 0 | 0 | 0 | 0 |  | 0 | 0 | 0 | 0 |  | 0 | 0 | 0 | 0 |  | 0 | 0 | 0 | 0 |  | 0 | 0 | 0 | 0 |  | 0 | 0 | 0 | FALSE |  |  | 6 | removeChar | FALSE | CS |  |  | NG |  |  |  |  | TRUE |  |  |  |  | 0 | 1 | TRUE | TRUE | FALSE | FALSE |  | 0 | FALSE | FALSE | 0 | 0 |  | 0 | 0 | 0 | 0 | 4 | 2015 | 1880^6 | 1880^6 | 1880^NA
orig_sheet4_key |  | 2015
| plant_gen | bogen | Plant.Code
| 1880^6 | 1880^1 | 1880
auto_sheet4_flags |  | 2015
| Plant.Code | plant_gen | bogen | missing.from.923 | Generator.Status | Orphan.Generator | unmapped_but_in_923 | unmapped | missingPlant.assoc | missingPlant.generator.data.860 | missingPlant.generation.data.923 | flag.CACT.missingPair | missing.bf.923 | missing.generation.data | flag.ST.missing.bf.923 | flag.ST.missing.bf.923.unmapped | flag_RPM | flag_floatingGen | flag_GeneratorRetired | flag_Generator.Status | flag_923bogenCTonly | flagFuelHeat | flag_STassoc_CT_CS_CA | flag_CSassociation | flagNetGenWithoutFuelHeat | flagFuelHeatWithoutNetGen | flagFH_no_NG_January | flagNG_no_FH_January | flagFuelHeat_January | flagFH_no_NG_February | flagNG_no_FH_February | flagFuelHeat_February | flagFH_no_NG_March | flagNG_no_FH_March | flagFuelHeat_March | flagFH_no_NG_April | flagNG_no_FH_April | flagFuelHeat_April | flagFH_no_NG_May | flagNG_no_FH_May | flagFuelHeat_May | flagFH_no_NG_June | flagNG_no_FH_June | flagFuelHeat_June | flagFH_no_NG_July | flagNG_no_FH_July | flagFuelHeat_July | flagFH_no_NG_August | flagNG_no_FH_August | flagFuelHeat_August | flagFH_no_NG_September | flagNG_no_FH_September | flagFuelHeat_September | flagFH_no_NG_October | flagNG_no_FH_October | flagFuelHeat_October | flagFH_no_NG_November | flagNG_no_FH_November | flagFuelHeat_November | flagFH_no_NG_December | flagNG_no_FH_December | flagFuelHeat_December | flag_ManualPlant | flag_MisMatch
| 1880 | 1880^6 | 1880^1 | 0 | 0 | 0 | 0 | 0 | 1 | 0 | 0 | 0 | 0 | 0 | 0 | 0 | 0 | 0 | 0 | 0 | 0 | 0 | 0 | 0 | 0 | 0 | 0 | 0 | 0 | 0 | 0 | 0 | 0 | 0 | 0 | 0 | 0 | 0 | 0 | 0 | 0 | 0 | 0 | 0 | 0 | 0 | 0 | 0 | 0 | 0 | 0 | 0 | 0 | 0 | 0 | 0 | 0 | 0 | 0 | 0 | 0 | 0 | 1 | 1
auto_sheet4_key |  | 2015
manualEdit | Plant.Code | Generator.ID | bogen | Unit.Code | bga.source | Net.Generation.mwh | Generator.ID.Total.Net.Generation.January | PlantLine.Total.Fuel.Heat.January | PlantLine.Total.Net.Generation.January | flagNG_no_FH_January | flagFH_no_NG_January | flagFuelHeat_January | Generator.ID.Total.Net.Generation.February | PlantLine.Total.Fuel.Heat.February | PlantLine.Total.Net.Generation.February | flagNG_no_FH_February | flagFH_no_NG_February | flagFuelHeat_February | Generator.ID.Total.Net.Generation.March | PlantLine.Total.Fuel.Heat.March | PlantLine.Total.Net.Generation.March | flagNG_no_FH_March | flagFH_no_NG_March | flagFuelHeat_March | Generator.ID.Total.Net.Generation.April | PlantLine.Total.Fuel.Heat.April | PlantLine.Total.Net.Generation.April | flagNG_no_FH_April | flagFH_no_NG_April | flagFuelHeat_April | Generator.ID.Total.Net.Generation.May | PlantLine.Total.Fuel.Heat.May | PlantLine.Total.Net.Generation.May | flagNG_no_FH_May | flagFH_no_NG_May | flagFuelHeat_May | Generator.ID.Total.Net.Generation.June | PlantLine.Total.Fuel.Heat.June | PlantLine.Total.Net.Generation.June | flagNG_no_FH_June | flagFH_no_NG_June | flagFuelHeat_June | Generator.ID.Total.Net.Generation.July | PlantLine.Total.Fuel.Heat.July | PlantLine.Total.Net.Generation.July | flagNG_no_FH_July | flagFH_no_NG_July | flagFuelHeat_July | Generator.ID.Total.Net.Generation.August | PlantLine.Total.Fuel.Heat.August | PlantLine.Total.Net.Generation.August | flagNG_no_FH_August | flagFH_no_NG_August | flagFuelHeat_August | Generator.ID.Total.Net.Generation.September | PlantLine.Total.Fuel.Heat.September | PlantLine.Total.Net.Generation.September | flagNG_no_FH_September | flagFH_no_NG_September | flagFuelHeat_September | Generator.ID.Total.Net.Generation.October | PlantLine.Total.Fuel.Heat.October | PlantLine.Total.Net.Generation.October | flagNG_no_FH_October | flagFH_no_NG_October | flagFuelHeat_October | Generator.ID.Total.Net.Generation.November | PlantLine.Total.Fuel.Heat.November | PlantLine.Total.Net.Generation.November | flagNG_no_FH_November | flagFH_no_NG_November | flagFuelHeat_November | Generator.ID.Total.Net.Generation.December | PlantLine.Total.Fuel.Heat.December | PlantLine.Total.Net.Generation.December | flagNG_no_FH_December | flagFH_no_NG_December | flagFuelHeat_December | missing.from.923 | orig_Generator.ID_923 | flagGenerator.ID_923 | orig_Generator.ID_860 | flagGenerator.ID_860 | flagGenerator.ID_assoc | orig_Generator.ID_assoc | missing.bf.923 | Reported.Prime.Mover_bf.923 | Reported.Prime.Mover_923 | Reported.Prime.Mover_860 | Reported.Fuel.Type.Code | Technology | Energy.Source.1 | Generator.Status | Orphan.Generator | unmapped_but_in_923 | unmapped | flag_Generator.Status | Generator.Retirement.Year | Generator.Retirement.Month | flag_GeneratorRetired | missingPlant.assoc | missingPlant.generator.data.860 | missingPlant.generation.data.923 | Reported.Prime.Mover_page1 | flag.ST.missing.bf.923 | flag.CACT.missingPair | flag_923bogenCTonly | flag.NGCC.badFuel | flag.ST.missing.bf.923.unmapped | flag_RPM | flag_floatingGen | flagNetGenWithoutFuelHeat | flagFuelHeatWithoutNetGen | flagFuelHeat | flag_STassoc_CT_CS_CA | flag_CSassociation | countFlags | YEAR | plant_gen | plant_gen.923 | plant_gen.860 | plant_gen_assoc | missing.generation.data
0 | 1880 | 6 | 1880^1 | [6 empty] | 0 | 0 | 0 |  |  |  | 0 | 0 | 0 |  |  |  | 0 | 0 | 0 |  |  |  | 0 | 0 | 0 |  |  |  | 0 | 0 | 0 |  |  |  | 0 | 0 | 0 |  |  |  | 0 | 0 | 0 |  |  |  | 0 | 0 | 0 |  |  |  | 0 | 0 | 0 |  |  |  | 0 | 0 | 0 |  |  |  | 0 | 0 | 0 |  |  |  | 0 | 0 | 0 | FALSE | [6 empty] | FALSE | CS |  |  | NG | [6 empty] | 0 |  |  |  | TRUE | FALSE | FALSE |  | 0 | FALSE | FALSE | 0 | 0 |  | 0 | 0 | 0 | 0 | 0 | 0 | 4 | 2015 | 1880^6 | 1880^NA | 1880^NA | 1880^NA | FALSE
EIA_associationTable |  | 2015
| Utility.ID | Utility.Name | Plant.Code | Plant.Name | Boiler.ID | Generator.ID | Steam.Plant.Type
generator.data.860 |  | 2015
| Utility.ID | Utility.Name | Plant.Code | Plant.Name | State | County | Generator.ID | Technology | Prime.Mover | Unit.Code | Ownership | Duct.Burners | Can.Bypass.Heat.Recovery.Steam.Generator. | RTO.ISO.LMP.Node.Designation | RTO.ISO.Location.Designation.for.Reporting.Wholesale.Sales.Data.to.FERC | Nameplate.Capacity..MW. | Nameplate.Power.Factor | Summer.Capacity..MW. | Winter.Capacity..MW. | Minimum.Load..MW. | Uprate.or.Derate.Completed.During.Year | Month.Uprate.or.Derate.Completed | Year.Uprate.or.Derate.Completed | Status | Synchronized.to.Transmission.Grid | Operating.Month | Operating.Year | Planned.Retirement.Month | Planned.Retirement.Year | Associated.with.Combined.Heat.and.Power.System | Sector.Name | Sector | Topping.or.Bottoming | Energy.Source.1 | Energy.Source.2 | Energy.Source.3 | Energy.Source.4 | Energy.Source.5 | Energy.Source.6 | Startup.Source.1 | Startup.Source.2 | Startup.Source.3 | Startup.Source.4 | Solid.Fuel.Gasification.System. | Carbon.Capture.Technology. | Turbines..Inverters..or.Hydrokinetic.Buoys | Time.from.Cold.Shutdown.to.Full.Load | Fluidized.Bed.Technology. | Pulverized.Coal.Technology. | Stoker.Technology. | Other.Combustion.Technology. | Subcritical.Technology. | Supercritical.Technology. | Ultrasupercritical.Technology. | Planned.Net.Summer.Capacity.Uprate..MW. | Planned.Net.Winter.Capacity.Uprate..MW. | Planned.Uprate.Month | Planned.Uprate.Year | Planned.Net.Summer.Capacity.Derate..MW. | Planned.Net.Winter.Capacity.Derate..MW. | Planned.Derate.Month | Planned.Derate.Year | Planned.New.Prime.Mover | Planned.Energy.Source.1 | Planned.New.Nameplate.Capacity..MW. | Planned.Repower.Month | Planned.Repower.Year | Other.Planned.Modifications. | Other.Modifications.Month | Other.Modifications.Year | Cofire.Fuels. | Switch.Between.Oil.and.Natural.Gas.
| 20910 | Wolverine Power Supply Coop | 1880 | Claude Vandyke | MI | Allegan | 6 | Natural Gas Fired Combined Cycle | CS |  | S | N | X |  |  | 23 | 0.86 | 19.3 | 23.9 | 15 | N |  |  | OP | X | 1 | 1967 |  |  | N | Electric Utility | 1 | X | NG | [9 empty] | N |  |  | 12H
| 20910 | Wolverine Power Supply Coop | 1880 | Claude Vandyke | MI | Allegan | 8 | Natural Gas Fired Combustion Turbine | GT |  | S | X | X |  |  | 24.8 | 0.8 | 20.2 | 27.3 | 17.4 | N |  |  | OP | X | 9 | 2001 |  |  | N | Electric Utility | 1 | X | NG | [9 empty] | N |  |  | 12H
retiredGenerators.860 |  | 2015
| Utility.ID | Utility.Name | Plant.Code | Plant.Name | State | County | Generator.ID | Technology | Prime.Mover | Unit.Code | Ownership | Duct.Burners | Can.Bypass.Heat.Recovery.Steam.Generator. | RTO.ISO.LMP.Node.Designation | RTO.ISO.Location.Designation.for.Reporting.Wholesale.Sales.Data.to.FERC | Nameplate.Capacity..MW. | Nameplate.Power.Factor | Summer.Capacity..MW. | Winter.Capacity..MW. | Minimum.Load..MW. | Uprate.or.Derate.Completed.During.Year | Month.Uprate.or.Derate.Completed | Year.Uprate.or.Derate.Completed | Status | Synchronized.to.Transmission.Grid | Operating.Month | Operating.Year | Retirement.Month | Retirement.Year | Associated.with.Combined.Heat.and.Power.System | Sector.Name | Sector | Topping.or.Bottoming | Energy.Source.1 | Energy.Source.2 | Energy.Source.3 | Energy.Source.4 | Energy.Source.5 | Energy.Source.6 | Startup.Source.1 | Startup.Source.2 | Startup.Source.3 | Startup.Source.4 | Solid.Fuel.Gasification.System. | Carbon.Capture.Technology. | Turbines..Inverters..or.Hydrokinetic.Buoys | Time.from.Cold.Shutdown.to.Full.Load | Fluidized.Bed.Technology. | Pulverized.Coal.Technology. | Stoker.Technology. | Other.Combustion.Technology. | Subcritical.Technology. | Supercritical.Technology. | Ultrasupercritical.Technology. | Cofire.Fuels. | Switch.Between.Oil.and.Natural.Gas.
| 20910 | Wolverine Power Supply Coop | 1880 | Claude Vandyke | MI | Allegan | 5 | Natural Gas Internal Combustion Engine | IC |  | S | X | X |  |  | 3.5 |  | 3 | 3.5 |  |  |  |  | RE | X | 1 | 1959 | 3 | 2003 | N | Electric Utility | 1 | X | NG | DFO
Boiler_InfoDesign_Parameters.860 |  | 2015
| Utility.ID | Utility.Name | Plant.Code | Plant.Name | State | Boiler.ID | Boiler.Status | Type.of.Boiler | Inservice.Month | Inservice.Year | Retirement.Month | Retirement.Year | Firing.Type.1 | Firing.Type.2 | Firing.Type.3 | Max.Steam.Flow..Thousand.Pounds.per.Hour. | Firing.Rate.Using.Coal..0.1.Tons.per.Hour. | Firing.Rate.Using.Petroleum..0.1.Barrels.per.Hour. | Firing.Rate.Using.Gas..0.1.MCF.per.Hour. | Firing.Rate.Using.Other.Fuels | Waste.Heat.Input..Million.BTU.per.Hour. | Primary.Fuel.1 | Primary.Fuel.2 | Primary.Fuel.3 | Primary.Fuel.4 | Turndown.Ratio | Efficiency.100..Load | Efficiency.50..Load | Air.Flow.100..Load..Cubic.Feet.per.Minute. | Wet.Dry.Bottom | Fly.Ash.Reinjection | Steam.Plant.Type | missingData
boilerFuelData_923 |  | 2015
| Plant.Code | Combined.Heat.And..Power.Plant | Plant.Name | Operator.Name | Operator.Id | Plant.State | Census.Region | NERC.Region | NAICS.Code | Sector.Number | Sector.Name | Boiler.ID | Reported.Prime.Mover | Reported.Fuel.Type.Code | Physical.Unit.Label | Quantity.Of.Fuel.Consumed.January | Quantity.Of.Fuel.Consumed.February | Quantity.Of.Fuel.Consumed.March | Quantity.Of.Fuel.Consumed.April | Quantity.Of.Fuel.Consumed.May | Quantity.Of.Fuel.Consumed.June | Quantity.Of.Fuel.Consumed.July | Quantity.Of.Fuel.Consumed.August | Quantity.Of.Fuel.Consumed.September | Quantity.Of.Fuel.Consumed.October | Quantity.Of.Fuel.Consumed.November | Quantity.Of.Fuel.Consumed.December | MMbtu.Per.Unit.January | MMbtu.Per.Unit.February | MMbtu.Per.Unit.March | MMbtu.Per.Unit.April | MMbtu.Per.Unit.May | MMbtu.Per.Unit.June | MMbtu.Per.Unit.July | MMbtu.Per.Unit.August | MMbtu.Per.Unit.September | MMbtu.Per.Unit.October | MMbtu.Per.Unit.November | MMbtu.Per.Unit.December | Sulfur.Content.January | Sulfur.Content.February | Sulfur.Content.March | Sulfur.Content.April | Sulfur.Content.May | Sulfur.Content.June | Sulfur.Content.July | Sulfur.Content.August | Sulfur.Content.September | Sulfur.Content.October | Sulfur.Content.November | Sulfur.Content.December | Ash.Content.January | Ash.Content.February | Ash.Content.March | Ash.Content.April | Ash.Content.May | Ash.Content.June | Ash.Content.July | Ash.Content.August | Ash.Content.September | Ash.Content.October | Ash.Content.November | Ash.Content.December | Total.Fuel.Consumption.Quantity | YEAR | missingData
| 1880 | N | Claude Vandyke | Wolverine Power Supply Coop | 20910 | MI | ENC | RFC | 22 | 1 | Electric Utility | 6 | CS | NG | Mcf | 0 | 0 | 0 | 0 | 0 | 864 | 2560 | 0 | 0 | 0 | 0 | 0 | 0 | 0 | 0 | 0 | 0 | 1.03 | 1.03 | 0 | 0 | 0 | 0 | 0 | 0 | 0 | 0 | 0 | 0 | 0 | 0 | 0 | 0 | 0 | 0 | 0 | 0 | 0 | 0 | 0 | 0 | 0 | 0 | 0 | 0 | 0 | 0 | 0 | 3424 | 2015 | 0
generation.data.923 |  | 2015
| Plant.Code | Combined.Heat.And.Power.Plant | Plant.Name | Operator.Name | Operator.Id | Plant.State | Census.Region | NERC.Region | NAICS.Code | Sector.Number | Sector.Name | Generator.ID | Reported.Prime.Mover | Net.Generation.January | Net.Generation.February | Net.Generation.March | Net.Generation.April | Net.Generation.May | Net.Generation.June | Net.Generation.July | Net.Generation.August | Net.Generation.September | Net.Generation.October | Net.Generation.November | Net.Generation.December | Net.Generation.Year.To.Date | YEAR | missingData
| 1880 | N | Claude Vandyke | Wolverine Power Supply Coop | 20910 | MI | ENC | RFC | 22 | 1 | Electric Utility | 6 | CS | -83 | 0 | 0 | -53 | -52 | 108 | 181 | -47 | 0 | 0 | 0 | -84 | -30 | 2015 | 0
page1GenFuelData.923 |  | 2015
| Plant.Code | Combined.Heat.And.Power.Plant | Nuclear.Unit.Id | Plant.Name | Operator.Name | Operator.Id | Plant.State | Census.Region | NERC.Region | Reserved | NAICS.Code | EIA.Sector.Number | Sector.Name | Reported.Prime.Mover | Reported.Fuel.Type.Code | AER.Fuel.Type.Code | Reserved.1 | Reserved.2 | Physical.Unit.Label | Quantity.January | Quantity.February | Quantity.March | Quantity.April | Quantity.May | Quantity.June | Quantity.July | Quantity.August | Quantity.September | Quantity.October | Quantity.November | Quantity.December | Elec_Quantity.January | Elec_Quantity.February | Elec_Quantity.March | Elec_Quantity.April | Elec_Quantity.May | Elec_Quantity.June | Elec_Quantity.July | Elec_Quantity.August | Elec_Quantity.September | Elec_Quantity.October | Elec_Quantity.November | Elec_Quantity.December | MMBtuPer_Unit.January | MMBtuPer_Unit.February | MMBtuPer_Unit.March | MMBtuPer_Unit.April | MMBtuPer_Unit.May | MMBtuPer_Unit.June | MMBtuPer_Unit.July | MMBtuPer_Unit.August | MMBtuPer_Unit.September | MMBtuPer_Unit.October | MMBtuPer_Unit.November | MMBtuPer_Unit.December | Tot_MMBtu.January | Tot_MMBtu.February | Tot_MMBtu.March | Tot_MMBtu.April | Tot_MMBtu.May | Tot_MMBtu.June | Tot_MMBtu.July | Tot_MMBtu.August | Tot_MMBtu.September | Tot_MMBtu.October | Tot_MMBtu.November | Tot_MMBtu.December | Elec_MMBtu.January | Elec_MMBtu.February | Elec_MMBtu.March | Elec_MMBtu.April | Elec_MMBtu.May | Elec_MMBtu.June | Elec_MMBtu.July | Elec_MMBtu.August | Elec_MMBtu.September | Elec_MMBtu.October | Elec_MMBtu.November | Elec_MMBtu.December | Netgen.January | Netgen.February | Netgen.March | Netgen.April | Netgen.May | Netgen.June | Netgen.July | Netgen.August | Netgen.September | Netgen.October | Netgen.November | Netgen.December | Total.Fuel.Consumption.Quantity | Electric.Fuel.Consumption.Quantity | Total.Fuel.Consumption.MMBtu | Elec.Fuel.Consumption.MMBtu | Net.Generation..Megawatthours. | YEAR | missingData
| 1880 | N | . | Claude Vandyke | Wolverine Power Supply Coop | 20910 | MI | ENC | RFC |  | 22 | 1 | Electric Utility | CS | NG | NG |  |  | mcf | 0 | 0 | 0 | 0 | 0 | 864 | 2560 | 0 | 0 | 0 | 0 | 0 | 0 | 0 | 0 | 0 | 0 | 864 | 2560 | 0 | 0 | 0 | 0 | 0 | 0 | 0 | 0 | 0 | 0 | 1.03 | 1.03 | 0 | 0 | 0 | 0 | 0 | 0 | 0 | 0 | 0 | 0 | 890 | 2637 | 0 | 0 | 0 | 0 | 0 | 0 | 0 | 0 | 0 | 0 | 890 | 2637 | 0 | 0 | 0 | 0 | 0 | -83 | 0 | 0 | -53 | -52 | 108 | 181 | -47 | 0 | 0 | 0 | -84 | 3424 | 3424 | 3527 | 3527 | -30 | 2015 | 0
| 1880 | N | . | Claude Vandyke | Wolverine Power Supply Coop | 20910 | MI | ENC | RFC |  | 22 | 1 | Electric Utility | GT | NG | NG |  |  | mcf | 817 | 845 | 826 | 606 | 696 | 793 | 962 | 814 | 806 | 911 | 838 | 986 | 817 | 845 | 826 | 606 | 696 | 793 | 962 | 814 | 806 | 911 | 838 | 986 | 1.03 | 1.03 | 1.03 | 1.03 | 1.03 | 1.03 | 1.03 | 1.03 | 1.03 | 1.03 | 1.03 | 1.03 | 842 | 870 | 851 | 624 | 717 | 817 | 991 | 838 | 830 | 938 | 863 | 1016 | 842 | 870 | 851 | 624 | 717 | 817 | 991 | 838 | 830 | 938 | 863 | 1016 | 42.584 | 44.059 | 43.056 | 31.58 | 36.264 | 41.34 | 50.122 | 42.447 | 42.018 | 47.468 | 43.691 | 51.371 | 9900 | 9900 | 10197 | 10197 | 516 | 2015 | 0
FuelHeatByLine |  | 2015
| Plant.Code | Boiler.ID | bogen | Reported.Prime.Mover_bf.923 | Reported.Fuel.Type.Code | Fuel.Heat.January | Fuel.Heat.February | Fuel.Heat.March | Fuel.Heat.April | Fuel.Heat.May | Fuel.Heat.June | Fuel.Heat.July | Fuel.Heat.August | Fuel.Heat.September | Fuel.Heat.October | Fuel.Heat.November | Fuel.Heat.December | YEAR
| 1880 | 6 | 1880^1 | CS | NG | 0 | 0 | 0 | 0 | 0 | 889.92 | 2636.8 | 0 | 0 | 0 | 0 | 0 | 2015
NetGenByLine |  | 2015
| Plant.Code | Generator.ID | bogen | Reported.Prime.Mover | Net.Generation.Year.To.Date | Net.Generation.January | Net.Generation.February | Net.Generation.March | Net.Generation.April | Net.Generation.May | Net.Generation.June | Net.Generation.July | Net.Generation.August | Net.Generation.September | Net.Generation.October | Net.Generation.November | Net.Generation.December | YEAR
| 1880 | 6 | 1880^1 | CS | -30 | -83 | 0 | 0 | -53 | -52 | 108 | 181 | -47 | 0 | 0 | 0 | -84 | 2015
FuelHeatByBoilerID |  | 2015
| Plant.Code | Boiler.ID | bogen | Reported.Prime.Mover_bf.923 | flagFuelHeat | Boiler.ID.Total.Fuel.Heat.January | Boiler.ID.Total.Fuel.Heat.February | Boiler.ID.Total.Fuel.Heat.March | Boiler.ID.Total.Fuel.Heat.April | Boiler.ID.Total.Fuel.Heat.May | Boiler.ID.Total.Fuel.Heat.June | Boiler.ID.Total.Fuel.Heat.July | Boiler.ID.Total.Fuel.Heat.August | Boiler.ID.Total.Fuel.Heat.September | Boiler.ID.Total.Fuel.Heat.October | Boiler.ID.Total.Fuel.Heat.November | Boiler.ID.Total.Fuel.Heat.December | YEAR
| 1880 | 6 | 1880^1 | CS | 0 | 0 | 0 | 0 | 0 | 0 | 889.92 | 2636.8 | 0 | 0 | 0 | 0 | 0 | 2015
NetGenByGeneratorID |  | 2015
| Plant.Code | Generator.ID | bogen | Reported.Prime.Mover_923 | Net.Generation.mwh | Generator.ID.Total.Net.Generation.January | Generator.ID.Total.Net.Generation.February | Generator.ID.Total.Net.Generation.March | Generator.ID.Total.Net.Generation.April | Generator.ID.Total.Net.Generation.May | Generator.ID.Total.Net.Generation.June | Generator.ID.Total.Net.Generation.July | Generator.ID.Total.Net.Generation.August | Generator.ID.Total.Net.Generation.September | Generator.ID.Total.Net.Generation.October | Generator.ID.Total.Net.Generation.November | Generator.ID.Total.Net.Generation.December | YEAR
| 1880 | 6 | 1880^1 |  | -30 | -83 | 0 | 0 | -53 | -52 | 108 | 181 | -47 | 0 | 0 | 0 | -84 | 2015
FuelHeatByBogen |  | 2015
| Plant.Code | blankCol | bogen | Reported.Prime.Mover_bf.923 | flagFuelHeat | Bogen.Total.Fuel.Heat.January | Bogen.Total.Fuel.Heat.February | Bogen.Total.Fuel.Heat.March | Bogen.Total.Fuel.Heat.April | Bogen.Total.Fuel.Heat.May | Bogen.Total.Fuel.Heat.June | Bogen.Total.Fuel.Heat.July | Bogen.Total.Fuel.Heat.August | Bogen.Total.Fuel.Heat.September | Bogen.Total.Fuel.Heat.October | Bogen.Total.Fuel.Heat.November | Bogen.Total.Fuel.Heat.December | YEAR
| 1880 |  | 1880^1 | CS | 0 | 0 | 0 | 0 | 0 | 0 | 889.92 | 2636.8 | 0 | 0 | 0 | 0 | 0 | 2015
NetGenByBogen |  | 2015
| Plant.Code | blankCol | bogen | Reported.Prime.Mover_923 | Net.Generation.mwh | Bogen.Total.Net.Generation.January | Bogen.Total.Net.Generation.February | Bogen.Total.Net.Generation.March | Bogen.Total.Net.Generation.April | Bogen.Total.Net.Generation.May | Bogen.Total.Net.Generation.June | Bogen.Total.Net.Generation.July | Bogen.Total.Net.Generation.August | Bogen.Total.Net.Generation.September | Bogen.Total.Net.Generation.October | Bogen.Total.Net.Generation.November | Bogen.Total.Net.Generation.December | YEAR
| 1880 |  | 1880^1 |  | -30 | 0 | 0 | 0 | 0 | 0 | 0 | 0 | 0 | 0 | 0 | 0 | 0 | 2015
ThermalEfficiencyByBogen |  | 2015
| Plant.Code | blankCol | bogen | Reported.Prime.Mover_923 | Net.Generation.mwh | ThermalEfficiency.January | ThermalEfficiency.February | ThermalEfficiency.March | ThermalEfficiency.April | ThermalEfficiency.May | ThermalEfficiency.June | ThermalEfficiency.July | ThermalEfficiency.August | ThermalEfficiency.September | ThermalEfficiency.October | ThermalEfficiency.November | ThermalEfficiency.December | YEAR
| 1880 |  | 1880^1 |  | -30 | 0 | 0 | 0 | 0 | 0 | 0 | 0 | 0 | 0 | 0 | 0 | 0 | 2015

## 2059
2015 | Plant.Code | orig_sheet3_key | auto_sheet3_flags | auto_sheet3_key | orig_sheet4_key | auto_sheet4_flags | auto_sheet4_key | EIA_associationTable | generator.data.860 | retiredGenerators.860 | Boiler_InfoDesign_Parameters.860 | boilerFuelData_923 | generation.data.923 | page1GenFuelData.923 | FuelHeatByLine | NetGenByLine | FuelHeatByBoilerID | NetGenByGeneratorID | FuelHeatByBogen | NetGenByBogen | ThermalEfficiencyByBogen
#Rows | 2059 | 3 | 3 | 3 | 4 | 4 | 4 | 3 | 4 | 0 | 2 | 6 | 4 | 7 | 6 | 4 | 3 | 4 | 3 | 4 | 4
orig_sheet3_key |  | 2015
| plant_bo | bogen | Plant.Code
| 2059^7 | 2059^1 | 2059
| 2059^9 | 2059^1 | 2059
| 2059^8 | 2059^2 | 2059
auto_sheet3_flags |  | 2015
| Plant.Code | plant_bo | bogen | missing.from.923 | unmapped_but_in_923 | unmapped | Orphan.Boiler | Boiler.Status | Boiler.ID.NotIn.Assoc | missingPlant.assoc | missingPlant.boilerDesignData.860 | missingPlant.generation.data.923 | missingPlant.boilerFuelData.923 | flag.CACT.missingPair | missing.bf.923 | flag.ST.missing.bf.923 | flag.ST.missing.bf.923.unmapped | flag_RPM | flag_floatingGen | flag_BoilerRetired | flag_Boiler.Status | flag_923bogenCTonly | flagFuelHeat | flag_STassoc_CT_CS_CA | flag_CSassociation | flagFH_no_NG_January | flagNG_no_FH_January | flagFuelHeat_January | flagFH_no_NG_February | flagNG_no_FH_February | flagFuelHeat_February | flagFH_no_NG_March | flagNG_no_FH_March | flagFuelHeat_March | flagFH_no_NG_April | flagNG_no_FH_April | flagFuelHeat_April | flagFH_no_NG_May | flagNG_no_FH_May | flagFuelHeat_May | flagFH_no_NG_June | flagNG_no_FH_June | flagFuelHeat_June | flagFH_no_NG_July | flagNG_no_FH_July | flagFuelHeat_July | flagFH_no_NG_August | flagNG_no_FH_August | flagFuelHeat_August | flagFH_no_NG_September | flagNG_no_FH_September | flagFuelHeat_September | flagFH_no_NG_October | flagNG_no_FH_October | flagFuelHeat_October | flagFH_no_NG_November | flagNG_no_FH_November | flagFuelHeat_November | flagFH_no_NG_December | flagNG_no_FH_December | flagFuelHeat_December | flag_ManualPlant | flag_MisMatch
| 2059 | 2059^7 | 2059^1 | 0 | 0 | 0 | 0 | 0 | 0 | 0 | 0 | 0 | 0 | 0 | 0 | 0 | 0 | 0 | 0 | 0 | 0 | 0 | 0 | 1 | 1 | 0 | 0 | 0 | 0 | 0 | 0 | 0 | 0 | 0 | 0 | 0 | 0 | 0 | 0 | 0 | 0 | 0 | 0 | 0 | 0 | 0 | 0 | 0 | 0 | 0 | 0 | 0 | 0 | 0 | 0 | 0 | 0 | 0 | 0 | 0 | 0 | 1 | 1
| 2059 | 2059^8 | 2059^2 | 0 | 0 | 0 | 0 | 0 | 0 | 0 | 0 | 0 | 0 | 0 | 0 | 0 | 0 | 1 | 0 | 0 | 0 | 0 | 0 | 0 | 0 | 0 | 0 | 0 | 0 | 0 | 0 | 0 | 0 | 0 | 0 | 0 | 0 | 0 | 0 | 0 | 0 | 0 | 0 | 0 | 0 | 0 | 0 | 0 | 0 | 0 | 0 | 0 | 0 | 0 | 0 | 0 | 0 | 0 | 0 | 0 | 0 | 1 | 1
| 2059 | 2059^9 | 2059^1 | 0 | 0 | 0 | 1 | 0 | 1 | 0 | 0 | 0 | 0 | 0 | 0 | 0 | 0 | 1 | 0 | 0 | 0 | 0 | 0 | 1 | 1 | 0 | 0 | 0 | 0 | 0 | 0 | 0 | 0 | 0 | 0 | 0 | 0 | 0 | 0 | 0 | 0 | 0 | 0 | 0 | 0 | 0 | 0 | 0 | 0 | 0 | 0 | 0 | 0 | 0 | 0 | 0 | 0 | 0 | 0 | 0 | 0 | 1 | 1
auto_sheet3_key |  | 2015
manualEdit | Plant.Code | bogen | Boiler.ID | Unit.Code | bga.source | Boiler.ID.Total.Fuel.Heat.January | PlantLine.Total.Fuel.Heat.January | flagNG_no_FH_January | flagFH_no_NG_January | flagFuelHeat_January | Boiler.ID.Total.Fuel.Heat.February | PlantLine.Total.Fuel.Heat.February | flagNG_no_FH_February | flagFH_no_NG_February | flagFuelHeat_February | Boiler.ID.Total.Fuel.Heat.March | PlantLine.Total.Fuel.Heat.March | flagNG_no_FH_March | flagFH_no_NG_March | flagFuelHeat_March | Boiler.ID.Total.Fuel.Heat.April | PlantLine.Total.Fuel.Heat.April | flagNG_no_FH_April | flagFH_no_NG_April | flagFuelHeat_April | Boiler.ID.Total.Fuel.Heat.May | PlantLine.Total.Fuel.Heat.May | flagNG_no_FH_May | flagFH_no_NG_May | flagFuelHeat_May | Boiler.ID.Total.Fuel.Heat.June | PlantLine.Total.Fuel.Heat.June | flagNG_no_FH_June | flagFH_no_NG_June | flagFuelHeat_June | Boiler.ID.Total.Fuel.Heat.July | PlantLine.Total.Fuel.Heat.July | flagNG_no_FH_July | flagFH_no_NG_July | flagFuelHeat_July | Boiler.ID.Total.Fuel.Heat.August | PlantLine.Total.Fuel.Heat.August | flagNG_no_FH_August | flagFH_no_NG_August | flagFuelHeat_August | Boiler.ID.Total.Fuel.Heat.September | PlantLine.Total.Fuel.Heat.September | flagNG_no_FH_September | flagFH_no_NG_September | flagFuelHeat_September | Boiler.ID.Total.Fuel.Heat.October | PlantLine.Total.Fuel.Heat.October | flagNG_no_FH_October | flagFH_no_NG_October | flagFuelHeat_October | Boiler.ID.Total.Fuel.Heat.November | PlantLine.Total.Fuel.Heat.November | flagNG_no_FH_November | flagFH_no_NG_November | flagFuelHeat_November | Boiler.ID.Total.Fuel.Heat.December | PlantLine.Total.Fuel.Heat.December | flagNG_no_FH_December | flagFH_no_NG_December | flagFuelHeat_December | missing.from.923 | flagBoiler.ID_assoc | orig_Boiler.ID_assoc | orig_Boiler.ID_bf.923 | flagBoiler.ID_bf.923 | missing.bf.923 | Reported.Prime.Mover_bf.923 | Reported.Prime.Mover_923 | Reported.Prime.Mover_860 | Reported.Fuel.Type.Code | Technology | Energy.Source.1 | unmapped_but_in_923 | unmapped | Orphan.Boiler | Boiler.Status | Boiler.Retirement.Year | Boiler.Retirement.Month | flag_BoilerRetired | flag_Boiler.Status | Boiler.ID.NotIn.Assoc | missingPlant.assoc | missingPlant.boilerDesignData.860 | missingPlant.generation.data.923 | missingPlant.boilerFuelData.923 | Reported.Prime.Mover_page1 | flag.ST.missing.bf.923 | flag.CACT.missingPair | flag_923bogenCTonly | flag.NGCC.badFuel | flag.ST.missing.bf.923.unmapped | flag_RPM | flag_floatingGen | flagFuelHeat | flag_STassoc_CT_CS_CA | flag_CSassociation | countFlags | YEAR | plant_bo | plant_bo_bf.923 | plant_bo_assoc
1 | 2059 |  | 7 | none | eia860.org | 0 |  | 0 | 0 | 0 | 0 |  | 0 | 0 | 0 | 0 |  | 0 | 0 | 0 | 0 |  | 0 | 0 | 0 | 0 |  | 0 | 0 | 0 | 0 |  | 0 | 0 | 0 | 0 |  | 0 | 0 | 0 | 0 |  | 0 | 0 | 0 | 0 |  | 0 | 0 | 0 | 0 |  | 0 | 0 | 0 | 0 |  | 0 | 0 | 0 | 0 |  | 0 | 0 | 0 | FALSE | removeChar | 7 | 7 | removeChar | FALSE | ST | ST | ST | NG | Natural Gas Steam Turbine | NG | FALSE | FALSE | FALSE | OP |  |  |  | 0 | 0 | FALSE | FALSE | FALSE | FALSE |  | 0 | FALSE | FALSE | 0 | 0 |  | 0 | 0 | 1 | 1 | 4 | 2015 | 2059^7 | 2059^7 | 2059^7
1 | 2059 |  | 8 | CC1 | eia860.org | 0 |  | 0 | 0 | 0 | 0 |  | 0 | 0 | 0 | 0 |  | 0 | 0 | 0 | 0 |  | 0 | 0 | 0 | 0 |  | 0 | 0 | 0 | 0 |  | 0 | 0 | 0 | 0 |  | 0 | 0 | 0 | 787.136 |  | 0 | 0 | 0 | 0 |  | 0 | 0 | 0 | 0 |  | 0 | 0 | 0 | 0 |  | 0 | 0 | 0 | 0 |  | 0 | 0 | 0 | FALSE | removeChar | 8 | 8 | removeChar | FALSE | CT | CA | CA | DFO | Natural Gas Fired Combined Cycle | NG | FALSE | FALSE | FALSE | OP |  |  |  | 0 | 0 | FALSE | FALSE | FALSE | FALSE |  | 0 | FALSE | FALSE | 0 | 0 | 1 | 0 | 0 | 0 | 0 | 3 | 2015 | 2059^8 | 2059^8 | 2059^8
1 | 2059 |  | 9 |  |  | 0 |  | 0 | 0 | 0 | 0 |  | 0 | 0 | 0 | 0 |  | 0 | 0 | 0 | 0 |  | 0 | 0 | 0 | 0 |  | 0 | 0 | 0 | 0 |  | 0 | 0 | 0 | 0 |  | 0 | 0 | 0 | 963.84 |  | 0 | 0 | 0 | 0 |  | 0 | 0 | 0 | 0 |  | 0 | 0 | 0 | 0 |  | 0 | 0 | 0 | 0 |  | 0 | 0 | 0 | FALSE |  |  | 9 | removeChar | FALSE | CS |  |  | NG |  |  |  |  | TRUE |  |  |  |  | 0 | 1 | FALSE | FALSE | FALSE | FALSE |  | 0 | FALSE | FALSE | 0 | 0 | 1 | 0 | 0 | 1 | 1 | 5 | 2015 | 2059^9 | 2059^9 | 2059^NA
orig_sheet4_key |  | 2015
| plant_gen | bogen | Plant.Code
| 2059^7 | 2059^1 | 2059
| 2059^9 | 2059^1 | 2059
| 2059^6 | 2059^2 | 2059
| 2059^8 | 2059^2 | 2059
auto_sheet4_flags |  | 2015
| Plant.Code | plant_gen | bogen | missing.from.923 | Generator.Status | Orphan.Generator | unmapped_but_in_923 | unmapped | missingPlant.assoc | missingPlant.generator.data.860 | missingPlant.generation.data.923 | flag.CACT.missingPair | missing.bf.923 | missing.generation.data | flag.ST.missing.bf.923 | flag.ST.missing.bf.923.unmapped | flag_RPM | flag_floatingGen | flag_GeneratorRetired | flag_Generator.Status | flag_923bogenCTonly | flagFuelHeat | flag_STassoc_CT_CS_CA | flag_CSassociation | flagNetGenWithoutFuelHeat | flagFuelHeatWithoutNetGen | flagFH_no_NG_January | flagNG_no_FH_January | flagFuelHeat_January | flagFH_no_NG_February | flagNG_no_FH_February | flagFuelHeat_February | flagFH_no_NG_March | flagNG_no_FH_March | flagFuelHeat_March | flagFH_no_NG_April | flagNG_no_FH_April | flagFuelHeat_April | flagFH_no_NG_May | flagNG_no_FH_May | flagFuelHeat_May | flagFH_no_NG_June | flagNG_no_FH_June | flagFuelHeat_June | flagFH_no_NG_July | flagNG_no_FH_July | flagFuelHeat_July | flagFH_no_NG_August | flagNG_no_FH_August | flagFuelHeat_August | flagFH_no_NG_September | flagNG_no_FH_September | flagFuelHeat_September | flagFH_no_NG_October | flagNG_no_FH_October | flagFuelHeat_October | flagFH_no_NG_November | flagNG_no_FH_November | flagFuelHeat_November | flagFH_no_NG_December | flagNG_no_FH_December | flagFuelHeat_December | flag_ManualPlant | flag_MisMatch
| 2059 | 2059^6 | 2059^2 | 0 | 0 | 0 | 0 | 0 | 0 | 0 | 0 | 0 | 0 | 0 | 0 | 0 | 1 | 0 | 0 | 0 | 0 | 0 | 0 | 0 | 0 | 0 | 0 | 0 | 0 | 0 | 0 | 0 | 0 | 0 | 0 | 0 | 0 | 0 | 0 | 0 | 0 | 0 | 0 | 0 | 0 | 0 | 0 | 0 | 0 | 0 | 0 | 0 | 0 | 0 | 0 | 0 | 0 | 0 | 0 | 0 | 0 | 0 | 1 | 1
| 2059 | 2059^7 | 2059^1 | 0 | 0 | 0 | 0 | 0 | 0 | 0 | 0 | 0 | 0 | 0 | 0 | 0 | 0 | 0 | 0 | 0 | 0 | 0 | 1 | 1 | 0 | 0 | 0 | 0 | 0 | 0 | 0 | 0 | 0 | 0 | 0 | 0 | 0 | 0 | 0 | 0 | 0 | 0 | 0 | 0 | 0 | 0 | 0 | 0 | 0 | 0 | 0 | 0 | 0 | 0 | 0 | 0 | 0 | 0 | 0 | 0 | 0 | 0 | 1 | 1
| 2059 | 2059^8 | 2059^2 | 0 | 0 | 0 | 0 | 0 | 0 | 0 | 0 | 0 | 0 | 0 | 0 | 0 | 0 | 0 | 0 | 0 | 0 | 0 | 0 | 0 | 0 | 0 | 0 | 0 | 0 | 0 | 0 | 0 | 0 | 0 | 0 | 0 | 0 | 0 | 0 | 0 | 0 | 0 | 0 | 0 | 0 | 0 | 0 | 0 | 0 | 0 | 0 | 0 | 0 | 0 | 0 | 0 | 0 | 0 | 0 | 0 | 0 | 0 | 1 | 1
| 2059 | 2059^9 | 2059^1 | 0 | 0 | 0 | 0 | 0 | 0 | 0 | 0 | 0 | 0 | 0 | 0 | 0 | 1 | 0 | 0 | 0 | 0 | 0 | 1 | 1 | 0 | 0 | 0 | 0 | 0 | 0 | 0 | 0 | 0 | 0 | 0 | 0 | 0 | 0 | 0 | 0 | 0 | 0 | 0 | 0 | 0 | 0 | 0 | 0 | 0 | 0 | 0 | 0 | 0 | 0 | 0 | 0 | 0 | 0 | 0 | 0 | 0 | 0 | 1 | 1
auto_sheet4_key |  | 2015
manualEdit | Plant.Code | Generator.ID | bogen | Unit.Code | bga.source | Net.Generation.mwh | Generator.ID.Total.Net.Generation.January | PlantLine.Total.Fuel.Heat.January | PlantLine.Total.Net.Generation.January | flagNG_no_FH_January | flagFH_no_NG_January | flagFuelHeat_January | Generator.ID.Total.Net.Generation.February | PlantLine.Total.Fuel.Heat.February | PlantLine.Total.Net.Generation.February | flagNG_no_FH_February | flagFH_no_NG_February | flagFuelHeat_February | Generator.ID.Total.Net.Generation.March | PlantLine.Total.Fuel.Heat.March | PlantLine.Total.Net.Generation.March | flagNG_no_FH_March | flagFH_no_NG_March | flagFuelHeat_March | Generator.ID.Total.Net.Generation.April | PlantLine.Total.Fuel.Heat.April | PlantLine.Total.Net.Generation.April | flagNG_no_FH_April | flagFH_no_NG_April | flagFuelHeat_April | Generator.ID.Total.Net.Generation.May | PlantLine.Total.Fuel.Heat.May | PlantLine.Total.Net.Generation.May | flagNG_no_FH_May | flagFH_no_NG_May | flagFuelHeat_May | Generator.ID.Total.Net.Generation.June | PlantLine.Total.Fuel.Heat.June | PlantLine.Total.Net.Generation.June | flagNG_no_FH_June | flagFH_no_NG_June | flagFuelHeat_June | Generator.ID.Total.Net.Generation.July | PlantLine.Total.Fuel.Heat.July | PlantLine.Total.Net.Generation.July | flagNG_no_FH_July | flagFH_no_NG_July | flagFuelHeat_July | Generator.ID.Total.Net.Generation.August | PlantLine.Total.Fuel.Heat.August | PlantLine.Total.Net.Generation.August | flagNG_no_FH_August | flagFH_no_NG_August | flagFuelHeat_August | Generator.ID.Total.Net.Generation.September | PlantLine.Total.Fuel.Heat.September | PlantLine.Total.Net.Generation.September | flagNG_no_FH_September | flagFH_no_NG_September | flagFuelHeat_September | Generator.ID.Total.Net.Generation.October | PlantLine.Total.Fuel.Heat.October | PlantLine.Total.Net.Generation.October | flagNG_no_FH_October | flagFH_no_NG_October | flagFuelHeat_October | Generator.ID.Total.Net.Generation.November | PlantLine.Total.Fuel.Heat.November | PlantLine.Total.Net.Generation.November | flagNG_no_FH_November | flagFH_no_NG_November | flagFuelHeat_November | Generator.ID.Total.Net.Generation.December | PlantLine.Total.Fuel.Heat.December | PlantLine.Total.Net.Generation.December | flagNG_no_FH_December | flagFH_no_NG_December | flagFuelHeat_December | missing.from.923 | orig_Generator.ID_923 | flagGenerator.ID_923 | orig_Generator.ID_860 | flagGenerator.ID_860 | flagGenerator.ID_assoc | orig_Generator.ID_assoc | missing.bf.923 | Reported.Prime.Mover_bf.923 | Reported.Prime.Mover_923 | Reported.Prime.Mover_860 | Reported.Fuel.Type.Code | Technology | Energy.Source.1 | Generator.Status | Orphan.Generator | unmapped_but_in_923 | unmapped | flag_Generator.Status | Generator.Retirement.Year | Generator.Retirement.Month | flag_GeneratorRetired | missingPlant.assoc | missingPlant.generator.data.860 | missingPlant.generation.data.923 | Reported.Prime.Mover_page1 | flag.ST.missing.bf.923 | flag.CACT.missingPair | flag_923bogenCTonly | flag.NGCC.badFuel | flag.ST.missing.bf.923.unmapped | flag_RPM | flag_floatingGen | flagNetGenWithoutFuelHeat | flagFuelHeatWithoutNetGen | flagFuelHeat | flag_STassoc_CT_CS_CA | flag_CSassociation | countFlags | YEAR | plant_gen | plant_gen.923 | plant_gen.860 | plant_gen_assoc | missing.generation.data
1 | 2059 | 6 |  | CC1 | eia860.org | 0 | 0 |  |  | 0 | 0 | 0 | 0 |  |  | 0 | 0 | 0 | 0 |  |  | 0 | 0 | 0 | 0 |  |  | 0 | 0 | 0 | 0 |  |  | 0 | 0 | 0 | 0 |  |  | 0 | 0 | 0 | 0 |  |  | 0 | 0 | 0 | 0 |  |  | 0 | 0 | 0 | 0 |  |  | 0 | 0 | 0 | 0 |  |  | 0 | 0 | 0 | 0 |  |  | 0 | 0 | 0 | 0 |  |  | 0 | 0 | 0 | FALSE | 6 | removeChar | 6 | removeChar | removeChar | 6 | FALSE | CT | CA | CA | DFO | Natural Gas Fired Combined Cycle | NG | OP | FALSE | FALSE | FALSE | 0 |  |  |  | FALSE | FALSE | FALSE |  | 0 | FALSE | FALSE | 0 | 0 | 1 | 0 | 0 | 0 | 0 | 0 | 0 | 3 | 2015 | 2059^6 | 2059^6 | 2059^6 | 2059^6 | FALSE
1 | 2059 | 7 |  | none | eia860.org | 0 | 0 |  |  | 0 | 0 | 0 | 0 |  |  | 0 | 0 | 0 | 0 |  |  | 0 | 0 | 0 | 0 |  |  | 0 | 0 | 0 | 0 |  |  | 0 | 0 | 0 | 0 |  |  | 0 | 0 | 0 | 0 |  |  | 0 | 0 | 0 | 0 |  |  | 0 | 0 | 0 | 0 |  |  | 0 | 0 | 0 | 0 |  |  | 0 | 0 | 0 | 0 |  |  | 0 | 0 | 0 | 0 |  |  | 0 | 0 | 0 | FALSE | 7 | removeChar | 7 | removeChar | removeChar | 7 | FALSE | ST | ST | ST | NG | Natural Gas Steam Turbine | NG | OP | FALSE | FALSE | FALSE | 0 |  |  |  | FALSE | FALSE | FALSE |  | 0 | FALSE | FALSE | 0 | 0 |  | 0 | 0 | 0 | 0 | 1 | 1 | 4 | 2015 | 2059^7 | 2059^7 | 2059^7 | 2059^7 | FALSE
1 | 2059 | 8 |  | CC1 | unit_connection | 48 | 0 |  |  | 0 | 0 | 0 | 0 |  |  | 0 | 0 | 0 | 0 |  |  | 0 | 0 | 0 | 0 |  |  | 0 | 0 | 0 | 0 |  |  | 0 | 0 | 0 | 0 |  |  | 0 | 0 | 0 | 0 |  |  | 0 | 0 | 0 | 48 |  |  | 0 | 0 | 0 | 0 |  |  | 0 | 0 | 0 | 0 |  |  | 0 | 0 | 0 | 0 |  |  | 0 | 0 | 0 | 0 |  |  | 0 | 0 | 0 | FALSE | 8 | removeChar | 8 | removeChar |  |  | FALSE | CT | CT | CT | DFO | Natural Gas Fired Combined Cycle | NG | OP | FALSE | FALSE | FALSE | 0 |  |  |  | FALSE | FALSE | FALSE |  | 0 | FALSE | FALSE | 0 | 0 |  | 0 | 0 | 0 | 0 | 0 | 0 | 2 | 2015 | 2059^8 | 2059^8 | 2059^8 | 2059^NA | FALSE
1 | 2059 | 9 | [7 empty] | 0 | 0 | 0 |  |  |  | 0 | 0 | 0 |  |  |  | 0 | 0 | 0 |  |  |  | 0 | 0 | 0 |  |  |  | 0 | 0 | 0 |  |  |  | 0 | 0 | 0 |  |  |  | 0 | 0 | 0 |  |  |  | 0 | 0 | 0 |  |  |  | 0 | 0 | 0 |  |  |  | 0 | 0 | 0 |  |  |  | 0 | 0 | 0 |  |  |  | 0 | 0 | 0 | FALSE | [6 empty] | FALSE | CS |  |  | NG | [6 empty] | 0 |  |  |  | FALSE | FALSE | FALSE |  | 0 | FALSE | FALSE | 0 | 0 | 1 | 0 | 0 | 0 | 0 | 1 | 1 | 5 | 2015 | 2059^9 | 2059^NA | 2059^NA | 2059^NA | FALSE
EIA_associationTable |  | 2015
| Utility.ID | Utility.Name | Plant.Code | Plant.Name | Boiler.ID | Generator.ID | Steam.Plant.Type
| 3702 | Clarksdale Public Utilities | 2059 | L L Wilkins | 8 | 6 | 2
| 3702 | Clarksdale Public Utilities | 2059 | L L Wilkins | 7 | 7 | 2
| 3702 | Clarksdale Public Utilities | 2059 | L L Wilkins | 7 | 9 | 2
generator.data.860 |  | 2015
| Utility.ID | Utility.Name | Plant.Code | Plant.Name | State | County | Generator.ID | Technology | Prime.Mover | Unit.Code | Ownership | Duct.Burners | Can.Bypass.Heat.Recovery.Steam.Generator. | RTO.ISO.LMP.Node.Designation | RTO.ISO.Location.Designation.for.Reporting.Wholesale.Sales.Data.to.FERC | Nameplate.Capacity..MW. | Nameplate.Power.Factor | Summer.Capacity..MW. | Winter.Capacity..MW. | Minimum.Load..MW. | Uprate.or.Derate.Completed.During.Year | Month.Uprate.or.Derate.Completed | Year.Uprate.or.Derate.Completed | Status | Synchronized.to.Transmission.Grid | Operating.Month | Operating.Year | Planned.Retirement.Month | Planned.Retirement.Year | Associated.with.Combined.Heat.and.Power.System | Sector.Name | Sector | Topping.or.Bottoming | Energy.Source.1 | Energy.Source.2 | Energy.Source.3 | Energy.Source.4 | Energy.Source.5 | Energy.Source.6 | Startup.Source.1 | Startup.Source.2 | Startup.Source.3 | Startup.Source.4 | Solid.Fuel.Gasification.System. | Carbon.Capture.Technology. | Turbines..Inverters..or.Hydrokinetic.Buoys | Time.from.Cold.Shutdown.to.Full.Load | Fluidized.Bed.Technology. | Pulverized.Coal.Technology. | Stoker.Technology. | Other.Combustion.Technology. | Subcritical.Technology. | Supercritical.Technology. | Ultrasupercritical.Technology. | Planned.Net.Summer.Capacity.Uprate..MW. | Planned.Net.Winter.Capacity.Uprate..MW. | Planned.Uprate.Month | Planned.Uprate.Year | Planned.Net.Summer.Capacity.Derate..MW. | Planned.Net.Winter.Capacity.Derate..MW. | Planned.Derate.Month | Planned.Derate.Year | Planned.New.Prime.Mover | Planned.Energy.Source.1 | Planned.New.Nameplate.Capacity..MW. | Planned.Repower.Month | Planned.Repower.Year | Other.Planned.Modifications. | Other.Modifications.Month | Other.Modifications.Year | Cofire.Fuels. | Switch.Between.Oil.and.Natural.Gas.
| 3702 | Clarksdale Public Utilities | 2059 | L L Wilkins | MS | Coahoma | 6 | Natural Gas Fired Combined Cycle | CA | CC1 | S | Y | X |  |  | 6 | 1 | 6.8 | 6.8 | 5 | N |  |  | OP | X | 10 | 1996 |  |  | N | Electric Utility | 1 | X | NG | [9 empty] | N | N |  | 1H | [23 empty] | N | N
| 3702 | Clarksdale Public Utilities | 2059 | L L Wilkins | MS | Coahoma | 7 | Natural Gas Steam Turbine | ST |  | S | X | X |  |  | 7.5 | 1 | 7.5 | 7.5 | 5 | N |  |  | OP | X | 10 | 1961 |  |  | N | Electric Utility | 1 | X | NG | [9 empty] | N | N |  | 1H | [23 empty] | N | N
| 3702 | Clarksdale Public Utilities | 2059 | L L Wilkins | MS | Coahoma | 8 | Natural Gas Fired Combined Cycle | CT | CC1 | S | X | N |  |  | 16.2 | 1 | 13.2 | 15 | 5 | N |  |  | OP | X | 10 | 1965 |  |  | N | Electric Utility | 1 | X | NG | DFO | [8 empty] | N | N |  | 1H | [23 empty] | N | N
| 3702 | Clarksdale Public Utilities | 2059 | L L Wilkins | MS | Coahoma | 9 | Natural Gas Fired Combined Cycle | CS |  | S | N | X |  |  | 25.5 | 1 | 22 | 23 | 11 | N |  |  | OP | X | 10 | 1971 |  |  | N | Electric Utility | 1 | X | NG | DFO | [11 empty] | 12H | [23 empty] | N | Y
retiredGenerators.860 |  | 2015
| Utility.ID | Utility.Name | Plant.Code | Plant.Name | State | County | Generator.ID | Technology | Prime.Mover | Unit.Code | Ownership | Duct.Burners | Can.Bypass.Heat.Recovery.Steam.Generator. | RTO.ISO.LMP.Node.Designation | RTO.ISO.Location.Designation.for.Reporting.Wholesale.Sales.Data.to.FERC | Nameplate.Capacity..MW. | Nameplate.Power.Factor | Summer.Capacity..MW. | Winter.Capacity..MW. | Minimum.Load..MW. | Uprate.or.Derate.Completed.During.Year | Month.Uprate.or.Derate.Completed | Year.Uprate.or.Derate.Completed | Status | Synchronized.to.Transmission.Grid | Operating.Month | Operating.Year | Retirement.Month | Retirement.Year | Associated.with.Combined.Heat.and.Power.System | Sector.Name | Sector | Topping.or.Bottoming | Energy.Source.1 | Energy.Source.2 | Energy.Source.3 | Energy.Source.4 | Energy.Source.5 | Energy.Source.6 | Startup.Source.1 | Startup.Source.2 | Startup.Source.3 | Startup.Source.4 | Solid.Fuel.Gasification.System. | Carbon.Capture.Technology. | Turbines..Inverters..or.Hydrokinetic.Buoys | Time.from.Cold.Shutdown.to.Full.Load | Fluidized.Bed.Technology. | Pulverized.Coal.Technology. | Stoker.Technology. | Other.Combustion.Technology. | Subcritical.Technology. | Supercritical.Technology. | Ultrasupercritical.Technology. | Cofire.Fuels. | Switch.Between.Oil.and.Natural.Gas.
Boiler_InfoDesign_Parameters.860 |  | 2015
| Utility.ID | Utility.Name | Plant.Code | Plant.Name | State | Boiler.ID | Boiler.Status | Type.of.Boiler | Inservice.Month | Inservice.Year | Retirement.Month | Retirement.Year | Firing.Type.1 | Firing.Type.2 | Firing.Type.3 | Max.Steam.Flow..Thousand.Pounds.per.Hour. | Firing.Rate.Using.Coal..0.1.Tons.per.Hour. | Firing.Rate.Using.Petroleum..0.1.Barrels.per.Hour. | Firing.Rate.Using.Gas..0.1.MCF.per.Hour. | Firing.Rate.Using.Other.Fuels | Waste.Heat.Input..Million.BTU.per.Hour. | Primary.Fuel.1 | Primary.Fuel.2 | Primary.Fuel.3 | Primary.Fuel.4 | Turndown.Ratio | Efficiency.100..Load | Efficiency.50..Load | Air.Flow.100..Load..Cubic.Feet.per.Minute. | Wet.Dry.Bottom | Fly.Ash.Reinjection | Steam.Plant.Type | missingData
| 3702 | Clarksdale Public Utilities | 2059 | L L Wilkins | MS | 7 | OP |  | 1 | 1959 | [21 empty] | 2 | 2
| 3702 | Clarksdale Public Utilities | 2059 | L L Wilkins | MS | 8 | OP |  | 1 | 1970 | [21 empty] | 2 | 2
boilerFuelData_923 |  | 2015
| Plant.Code | Combined.Heat.And..Power.Plant | Plant.Name | Operator.Name | Operator.Id | Plant.State | Census.Region | NERC.Region | NAICS.Code | Sector.Number | Sector.Name | Boiler.ID | Reported.Prime.Mover | Reported.Fuel.Type.Code | Physical.Unit.Label | Quantity.Of.Fuel.Consumed.January | Quantity.Of.Fuel.Consumed.February | Quantity.Of.Fuel.Consumed.March | Quantity.Of.Fuel.Consumed.April | Quantity.Of.Fuel.Consumed.May | Quantity.Of.Fuel.Consumed.June | Quantity.Of.Fuel.Consumed.July | Quantity.Of.Fuel.Consumed.August | Quantity.Of.Fuel.Consumed.September | Quantity.Of.Fuel.Consumed.October | Quantity.Of.Fuel.Consumed.November | Quantity.Of.Fuel.Consumed.December | MMbtu.Per.Unit.January | MMbtu.Per.Unit.February | MMbtu.Per.Unit.March | MMbtu.Per.Unit.April | MMbtu.Per.Unit.May | MMbtu.Per.Unit.June | MMbtu.Per.Unit.July | MMbtu.Per.Unit.August | MMbtu.Per.Unit.September | MMbtu.Per.Unit.October | MMbtu.Per.Unit.November | MMbtu.Per.Unit.December | Sulfur.Content.January | Sulfur.Content.February | Sulfur.Content.March | Sulfur.Content.April | Sulfur.Content.May | Sulfur.Content.June | Sulfur.Content.July | Sulfur.Content.August | Sulfur.Content.September | Sulfur.Content.October | Sulfur.Content.November | Sulfur.Content.December | Ash.Content.January | Ash.Content.February | Ash.Content.March | Ash.Content.April | Ash.Content.May | Ash.Content.June | Ash.Content.July | Ash.Content.August | Ash.Content.September | Ash.Content.October | Ash.Content.November | Ash.Content.December | Total.Fuel.Consumption.Quantity | YEAR | missingData
| 2059 | N | L L Wilkins | Clarksdale Public Utilities | 3702 | MS | ESC | SERC | 22 | 1 | Electric Utility | 7 | ST | NG | Mcf | 0 | 0 | 0 | 0 | 0 | 0 | 0 | 0 | 0 | 0 | 0 | 0 | 0 | 0 | 0 | 0 | 0 | 0 | 0 | 0 | 0 | 0 | 0 | 0 | 0 | 0 | 0 | 0 | 0 | 0 | 0 | 0 | 0 | 0 | 0 | 0 | 0 | 0 | 0 | 0 | 0 | 0 | 0 | 0 | 0 | 0 | 0 | 0 | 0 | 2015 | 0
| 2059 | N | L L Wilkins | Clarksdale Public Utilities | 3702 | MS | ESC | SERC | 22 | 1 | Electric Utility | 8 | CA | NG | Mcf | 0 | 0 | 0 | 0 | 0 | 0 | 0 | 0 | 0 | 0 | 0 | 0 | 0 | 0 | 0 | 0 | 0 | 0 | 0 | 0 | 0 | 0 | 0 | 0 | 0 | 0 | 0 | 0 | 0 | 0 | 0 | 0 | 0 | 0 | 0 | 0 | 0 | 0 | 0 | 0 | 0 | 0 | 0 | 0 | 0 | 0 | 0 | 0 | 0 | 2015 | 0
| 2059 | N | L L Wilkins | Clarksdale Public Utilities | 3702 | MS | ESC | SERC | 22 | 1 | Electric Utility | 8 | CT | DFO | barrels | 0 | 0 | 0 | 0 | 0 | 0 | 0 | 0 | 0 | 0 | 0 | 0 | 0 | 0 | 0 | 0 | 0 | 0 | 0 | 0 | 0 | 0 | 0 | 0 | 0 | 0 | 0 | 0 | 0 | 0 | 0 | 0 | 0 | 0 | 0 | 0 | 0 | 0 | 0 | 0 | 0 | 0 | 0 | 0 | 0 | 0 | 0 | 0 | 0 | 2015 | 0
| 2059 | N | L L Wilkins | Clarksdale Public Utilities | 3702 | MS | ESC | SERC | 22 | 1 | Electric Utility | 8 | CT | NG | Mcf | 0 | 0 | 0 | 0 | 0 | 0 | 0 | 784 | 0 | 0 | 0 | 0 | 0 | 0 | 0 | 0 | 0 | 0 | 0 | 1.004 | 0 | 0 | 0 | 0 | 0 | 0 | 0 | 0 | 0 | 0 | 0 | 0 | 0 | 0 | 0 | 0 | 0 | 0 | 0 | 0 | 0 | 0 | 0 | 0 | 0 | 0 | 0 | 0 | 784 | 2015 | 0
| 2059 | N | L L Wilkins | Clarksdale Public Utilities | 3702 | MS | ESC | SERC | 22 | 1 | Electric Utility | 9 | CS | DFO | barrels | 0 | 0 | 0 | 0 | 0 | 0 | 0 | 0 | 0 | 0 | 0 | 0 | 0 | 0 | 0 | 0 | 0 | 0 | 0 | 0 | 0 | 0 | 0 | 0 | 0 | 0 | 0 | 0 | 0 | 0 | 0 | 0 | 0 | 0 | 0 | 0 | 0 | 0 | 0 | 0 | 0 | 0 | 0 | 0 | 0 | 0 | 0 | 0 | 0 | 2015 | 0
| 2059 | N | L L Wilkins | Clarksdale Public Utilities | 3702 | MS | ESC | SERC | 22 | 1 | Electric Utility | 9 | CS | NG | Mcf | 0 | 0 | 0 | 0 | 0 | 0 | 0 | 960 | 0 | 0 | 0 | 0 | 0 | 0 | 0 | 0 | 0 | 0 | 0 | 1.004 | 0 | 0 | 0 | 0 | 0 | 0 | 0 | 0 | 0 | 0 | 0 | 0 | 0 | 0 | 0 | 0 | 0 | 0 | 0 | 0 | 0 | 0 | 0 | 0 | 0 | 0 | 0 | 0 | 960 | 2015 | 0
generation.data.923 |  | 2015
| Plant.Code | Combined.Heat.And.Power.Plant | Plant.Name | Operator.Name | Operator.Id | Plant.State | Census.Region | NERC.Region | NAICS.Code | Sector.Number | Sector.Name | Generator.ID | Reported.Prime.Mover | Net.Generation.January | Net.Generation.February | Net.Generation.March | Net.Generation.April | Net.Generation.May | Net.Generation.June | Net.Generation.July | Net.Generation.August | Net.Generation.September | Net.Generation.October | Net.Generation.November | Net.Generation.December | Net.Generation.Year.To.Date | YEAR | missingData
| 2059 | N | L L Wilkins | Clarksdale Public Utilities | 3702 | MS | ESC | SERC | 22 | 1 | Electric Utility | 7 | ST | 0 | 0 | 0 | 0 | 0 | 0 | 0 | 0 | 0 | 0 | 0 | 0 | 0 | 2015 | 0
| 2059 | N | L L Wilkins | Clarksdale Public Utilities | 3702 | MS | ESC | SERC | 22 | 1 | Electric Utility | 6 | CA | 0 | 0 | 0 | 0 | 0 | 0 | 0 | 0 | 0 | 0 | 0 | 0 | 0 | 2015 | 0
| 2059 | N | L L Wilkins | Clarksdale Public Utilities | 3702 | MS | ESC | SERC | 22 | 1 | Electric Utility | 9 | CS | 0 | 0 | 0 | 0 | 0 | 0 | 0 | 92 | 0 | 0 | 0 | 0 | 92 | 2015 | 0
| 2059 | N | L L Wilkins | Clarksdale Public Utilities | 3702 | MS | ESC | SERC | 22 | 1 | Electric Utility | 8 | CT | 0 | 0 | 0 | 0 | 0 | 0 | 0 | 48 | 0 | 0 | 0 | 0 | 48 | 2015 | 0
page1GenFuelData.923 |  | 2015
| Plant.Code | Combined.Heat.And.Power.Plant | Nuclear.Unit.Id | Plant.Name | Operator.Name | Operator.Id | Plant.State | Census.Region | NERC.Region | Reserved | NAICS.Code | EIA.Sector.Number | Sector.Name | Reported.Prime.Mover | Reported.Fuel.Type.Code | AER.Fuel.Type.Code | Reserved.1 | Reserved.2 | Physical.Unit.Label | Quantity.January | Quantity.February | Quantity.March | Quantity.April | Quantity.May | Quantity.June | Quantity.July | Quantity.August | Quantity.September | Quantity.October | Quantity.November | Quantity.December | Elec_Quantity.January | Elec_Quantity.February | Elec_Quantity.March | Elec_Quantity.April | Elec_Quantity.May | Elec_Quantity.June | Elec_Quantity.July | Elec_Quantity.August | Elec_Quantity.September | Elec_Quantity.October | Elec_Quantity.November | Elec_Quantity.December | MMBtuPer_Unit.January | MMBtuPer_Unit.February | MMBtuPer_Unit.March | MMBtuPer_Unit.April | MMBtuPer_Unit.May | MMBtuPer_Unit.June | MMBtuPer_Unit.July | MMBtuPer_Unit.August | MMBtuPer_Unit.September | MMBtuPer_Unit.October | MMBtuPer_Unit.November | MMBtuPer_Unit.December | Tot_MMBtu.January | Tot_MMBtu.February | Tot_MMBtu.March | Tot_MMBtu.April | Tot_MMBtu.May | Tot_MMBtu.June | Tot_MMBtu.July | Tot_MMBtu.August | Tot_MMBtu.September | Tot_MMBtu.October | Tot_MMBtu.November | Tot_MMBtu.December | Elec_MMBtu.January | Elec_MMBtu.February | Elec_MMBtu.March | Elec_MMBtu.April | Elec_MMBtu.May | Elec_MMBtu.June | Elec_MMBtu.July | Elec_MMBtu.August | Elec_MMBtu.September | Elec_MMBtu.October | Elec_MMBtu.November | Elec_MMBtu.December | Netgen.January | Netgen.February | Netgen.March | Netgen.April | Netgen.May | Netgen.June | Netgen.July | Netgen.August | Netgen.September | Netgen.October | Netgen.November | Netgen.December | Total.Fuel.Consumption.Quantity | Electric.Fuel.Consumption.Quantity | Total.Fuel.Consumption.MMBtu | Elec.Fuel.Consumption.MMBtu | Net.Generation..Megawatthours. | YEAR | missingData
| 2059 | N | . | L L Wilkins | Clarksdale Public Utilities | 3702 | MS | ESC | SERC |  | 22 | 1 | Electric Utility | CA | DFO | DFO |  |  | barrels | 0 | 0 | 0 | 0 | 0 | 0 | 0 | 0 | 0 | 0 | 0 | 0 | 0 | 0 | 0 | 0 | 0 | 0 | 0 | 0 | 0 | 0 | 0 | 0 | 0 | 0 | 0 | 0 | 0 | 0 | 0 | 0 | 0 | 0 | 0 | 0 | 0 | 0 | 0 | 0 | 0 | 0 | 0 | 0 | 0 | 0 | 0 | 0 | 0 | 0 | 0 | 0 | 0 | 0 | 0 | 0 | 0 | 0 | 0 | 0 | 0 | 0 | 0 | 0 | 0 | 0 | 0 | 0 | 0 | 0 | 0 | 0 | 0 | 0 | 0 | 0 | 0 | 2015 | 0
| 2059 | N | . | L L Wilkins | Clarksdale Public Utilities | 3702 | MS | ESC | SERC |  | 22 | 1 | Electric Utility | CA | NG | NG |  |  | mcf | 0 | 0 | 0 | 0 | 0 | 0 | 0 | 0 | 0 | 0 | 0 | 0 | 0 | 0 | 0 | 0 | 0 | 0 | 0 | 0 | 0 | 0 | 0 | 0 | 0 | 0 | 0 | 0 | 0 | 0 | 0 | 0 | 0 | 0 | 0 | 0 | 0 | 0 | 0 | 0 | 0 | 0 | 0 | 0 | 0 | 0 | 0 | 0 | 0 | 0 | 0 | 0 | 0 | 0 | 0 | 0 | 0 | 0 | 0 | 0 | 0 | 0 | 0 | 0 | 0 | 0 | 0 | 0 | 0 | 0 | 0 | 0 | 0 | 0 | 0 | 0 | 0 | 2015 | 0
| 2059 | N | . | L L Wilkins | Clarksdale Public Utilities | 3702 | MS | ESC | SERC |  | 22 | 1 | Electric Utility | CS | DFO | DFO |  |  | barrels | 0 | 0 | 0 | 0 | 0 | 0 | 0 | 0 | 0 | 0 | 0 | 0 | 0 | 0 | 0 | 0 | 0 | 0 | 0 | 0 | 0 | 0 | 0 | 0 | 0 | 0 | 0 | 0 | 0 | 0 | 0 | 0 | 0 | 0 | 0 | 0 | 0 | 0 | 0 | 0 | 0 | 0 | 0 | 0 | 0 | 0 | 0 | 0 | 0 | 0 | 0 | 0 | 0 | 0 | 0 | 0 | 0 | 0 | 0 | 0 | 0 | 0 | 0 | 0 | 0 | 0 | 0 | 0 | 0 | 0 | 0 | 0 | 0 | 0 | 0 | 0 | 0 | 2015 | 0
| 2059 | N | . | L L Wilkins | Clarksdale Public Utilities | 3702 | MS | ESC | SERC |  | 22 | 1 | Electric Utility | CS | NG | NG |  |  | mcf | 0 | 0 | 0 | 0 | 0 | 0 | 0 | 960 | 0 | 0 | 0 | 0 | 0 | 0 | 0 | 0 | 0 | 0 | 0 | 960 | 0 | 0 | 0 | 0 | 0 | 0 | 0 | 0 | 0 | 0 | 0 | 1.004 | 0 | 0 | 0 | 0 | 0 | 0 | 0 | 0 | 0 | 0 | 0 | 964 | 0 | 0 | 0 | 0 | 0 | 0 | 0 | 0 | 0 | 0 | 0 | 964 | 0 | 0 | 0 | 0 | 0 | 0 | 0 | 0 | 0 | 0 | 0 | 92 | 0 | 0 | 0 | 0 | 960 | 960 | 964 | 964 | 92 | 2015 | 0
| 2059 | N | . | L L Wilkins | Clarksdale Public Utilities | 3702 | MS | ESC | SERC |  | 22 | 1 | Electric Utility | CT | DFO | DFO |  |  | barrels | 0 | 0 | 0 | 0 | 0 | 0 | 0 | 0 | 0 | 0 | 0 | 0 | 0 | 0 | 0 | 0 | 0 | 0 | 0 | 0 | 0 | 0 | 0 | 0 | 0 | 0 | 0 | 0 | 0 | 0 | 0 | 0 | 0 | 0 | 0 | 0 | 0 | 0 | 0 | 0 | 0 | 0 | 0 | 0 | 0 | 0 | 0 | 0 | 0 | 0 | 0 | 0 | 0 | 0 | 0 | 0 | 0 | 0 | 0 | 0 | 0 | 0 | 0 | 0 | 0 | 0 | 0 | 0 | 0 | 0 | 0 | 0 | 0 | 0 | 0 | 0 | 0 | 2015 | 0
| 2059 | N | . | L L Wilkins | Clarksdale Public Utilities | 3702 | MS | ESC | SERC |  | 22 | 1 | Electric Utility | CT | NG | NG |  |  | mcf | 0 | 0 | 0 | 0 | 0 | 0 | 0 | 784 | 0 | 0 | 0 | 0 | 0 | 0 | 0 | 0 | 0 | 0 | 0 | 784 | 0 | 0 | 0 | 0 | 0 | 0 | 0 | 0 | 0 | 0 | 0 | 1.004 | 0 | 0 | 0 | 0 | 0 | 0 | 0 | 0 | 0 | 0 | 0 | 787 | 0 | 0 | 0 | 0 | 0 | 0 | 0 | 0 | 0 | 0 | 0 | 787 | 0 | 0 | 0 | 0 | 0 | 0 | 0 | 0 | 0 | 0 | 0 | 48 | 0 | 0 | 0 | 0 | 784 | 784 | 787 | 787 | 48 | 2015 | 0
| 2059 | N | . | L L Wilkins | Clarksdale Public Utilities | 3702 | MS | ESC | SERC |  | 22 | 1 | Electric Utility | ST | NG | NG |  |  | mcf | 0 | 0 | 0 | 0 | 0 | 0 | 0 | 0 | 0 | 0 | 0 | 0 | 0 | 0 | 0 | 0 | 0 | 0 | 0 | 0 | 0 | 0 | 0 | 0 | 0 | 0 | 0 | 0 | 0 | 0 | 0 | 0 | 0 | 0 | 0 | 0 | 0 | 0 | 0 | 0 | 0 | 0 | 0 | 0 | 0 | 0 | 0 | 0 | 0 | 0 | 0 | 0 | 0 | 0 | 0 | 0 | 0 | 0 | 0 | 0 | 0 | 0 | 0 | 0 | 0 | 0 | 0 | 0 | 0 | 0 | 0 | 0 | 0 | 0 | 0 | 0 | 0 | 2015 | 0
FuelHeatByLine |  | 2015
| Plant.Code | Boiler.ID | bogen | Reported.Prime.Mover_bf.923 | Reported.Fuel.Type.Code | Fuel.Heat.January | Fuel.Heat.February | Fuel.Heat.March | Fuel.Heat.April | Fuel.Heat.May | Fuel.Heat.June | Fuel.Heat.July | Fuel.Heat.August | Fuel.Heat.September | Fuel.Heat.October | Fuel.Heat.November | Fuel.Heat.December | YEAR
| 2059 | 7 | 2059^1 | ST | NG | 0 | 0 | 0 | 0 | 0 | 0 | 0 | 0 | 0 | 0 | 0 | 0 | 2015
| 2059 | 8 | 2059^2 | CA | NG | 0 | 0 | 0 | 0 | 0 | 0 | 0 | 0 | 0 | 0 | 0 | 0 | 2015
| 2059 | 8 | 2059^2 | CT | DFO | 0 | 0 | 0 | 0 | 0 | 0 | 0 | 0 | 0 | 0 | 0 | 0 | 2015
| 2059 | 8 | 2059^2 | CT | NG | 0 | 0 | 0 | 0 | 0 | 0 | 0 | 787.136 | 0 | 0 | 0 | 0 | 2015
| 2059 | 9 | 2059^1 | CS | DFO | 0 | 0 | 0 | 0 | 0 | 0 | 0 | 0 | 0 | 0 | 0 | 0 | 2015
| 2059 | 9 | 2059^1 | CS | NG | 0 | 0 | 0 | 0 | 0 | 0 | 0 | 963.84 | 0 | 0 | 0 | 0 | 2015
NetGenByLine |  | 2015
| Plant.Code | Generator.ID | bogen | Reported.Prime.Mover | Net.Generation.Year.To.Date | Net.Generation.January | Net.Generation.February | Net.Generation.March | Net.Generation.April | Net.Generation.May | Net.Generation.June | Net.Generation.July | Net.Generation.August | Net.Generation.September | Net.Generation.October | Net.Generation.November | Net.Generation.December | YEAR
| 2059 | 6 | 2059^2 | CA | 0 | 0 | 0 | 0 | 0 | 0 | 0 | 0 | 0 | 0 | 0 | 0 | 0 | 2015
| 2059 | 7 | 2059^1 | ST | 0 | 0 | 0 | 0 | 0 | 0 | 0 | 0 | 0 | 0 | 0 | 0 | 0 | 2015
| 2059 | 8 | 2059^2 | CT | 48 | 0 | 0 | 0 | 0 | 0 | 0 | 0 | 48 | 0 | 0 | 0 | 0 | 2015
| 2059 | 9 | 2059^1 | CS | 92 | 0 | 0 | 0 | 0 | 0 | 0 | 0 | 92 | 0 | 0 | 0 | 0 | 2015
FuelHeatByBoilerID |  | 2015
| Plant.Code | Boiler.ID | bogen | Reported.Prime.Mover_bf.923 | flagFuelHeat | Boiler.ID.Total.Fuel.Heat.January | Boiler.ID.Total.Fuel.Heat.February | Boiler.ID.Total.Fuel.Heat.March | Boiler.ID.Total.Fuel.Heat.April | Boiler.ID.Total.Fuel.Heat.May | Boiler.ID.Total.Fuel.Heat.June | Boiler.ID.Total.Fuel.Heat.July | Boiler.ID.Total.Fuel.Heat.August | Boiler.ID.Total.Fuel.Heat.September | Boiler.ID.Total.Fuel.Heat.October | Boiler.ID.Total.Fuel.Heat.November | Boiler.ID.Total.Fuel.Heat.December | YEAR
| 2059 | 7 | 2059^1 | ST | 0 | 0 | 0 | 0 | 0 | 0 | 0 | 0 | 0 | 0 | 0 | 0 | 0 | 2015
| 2059 | 8 | 2059^2 | CT | 0 | 0 | 0 | 0 | 0 | 0 | 0 | 0 | 787.136 | 0 | 0 | 0 | 0 | 2015
| 2059 | 9 | 2059^1 | CS | 0 | 0 | 0 | 0 | 0 | 0 | 0 | 0 | 963.84 | 0 | 0 | 0 | 0 | 2015
NetGenByGeneratorID |  | 2015
| Plant.Code | Generator.ID | bogen | Reported.Prime.Mover_923 | Net.Generation.mwh | Generator.ID.Total.Net.Generation.January | Generator.ID.Total.Net.Generation.February | Generator.ID.Total.Net.Generation.March | Generator.ID.Total.Net.Generation.April | Generator.ID.Total.Net.Generation.May | Generator.ID.Total.Net.Generation.June | Generator.ID.Total.Net.Generation.July | Generator.ID.Total.Net.Generation.August | Generator.ID.Total.Net.Generation.September | Generator.ID.Total.Net.Generation.October | Generator.ID.Total.Net.Generation.November | Generator.ID.Total.Net.Generation.December | YEAR
| 2059 | 6 | 2059^2 | CA | 0 | 0 | 0 | 0 | 0 | 0 | 0 | 0 | 0 | 0 | 0 | 0 | 0 | 2015
| 2059 | 7 | 2059^1 | ST | 0 | 0 | 0 | 0 | 0 | 0 | 0 | 0 | 0 | 0 | 0 | 0 | 0 | 2015
| 2059 | 8 | 2059^2 | CT | 48 | 0 | 0 | 0 | 0 | 0 | 0 | 0 | 48 | 0 | 0 | 0 | 0 | 2015
| 2059 | 9 | 2059^1 |  | 92 | 0 | 0 | 0 | 0 | 0 | 0 | 0 | 92 | 0 | 0 | 0 | 0 | 2015
FuelHeatByBogen |  | 2015
| Plant.Code | blankCol | bogen | Reported.Prime.Mover_bf.923 | flagFuelHeat | Bogen.Total.Fuel.Heat.January | Bogen.Total.Fuel.Heat.February | Bogen.Total.Fuel.Heat.March | Bogen.Total.Fuel.Heat.April | Bogen.Total.Fuel.Heat.May | Bogen.Total.Fuel.Heat.June | Bogen.Total.Fuel.Heat.July | Bogen.Total.Fuel.Heat.August | Bogen.Total.Fuel.Heat.September | Bogen.Total.Fuel.Heat.October | Bogen.Total.Fuel.Heat.November | Bogen.Total.Fuel.Heat.December | YEAR
| 2059 |  | 2059^1 | ST | 0 | 0 | 0 | 0 | 0 | 0 | 0 | 0 | 963.84 | 0 | 0 | 0 | 0 | 2015
| 2059 |  | 2059^1 | CS | 0 | 0 | 0 | 0 | 0 | 0 | 0 | 0 | 963.84 | 0 | 0 | 0 | 0 | 2015
| 2059 |  | 2059^2 | CT | 0 | 0 | 0 | 0 | 0 | 0 | 0 | 0 | 787.136 | 0 | 0 | 0 | 0 | 2015
NetGenByBogen |  | 2015
| Plant.Code | blankCol | bogen | Reported.Prime.Mover_923 | Net.Generation.mwh | Bogen.Total.Net.Generation.January | Bogen.Total.Net.Generation.February | Bogen.Total.Net.Generation.March | Bogen.Total.Net.Generation.April | Bogen.Total.Net.Generation.May | Bogen.Total.Net.Generation.June | Bogen.Total.Net.Generation.July | Bogen.Total.Net.Generation.August | Bogen.Total.Net.Generation.September | Bogen.Total.Net.Generation.October | Bogen.Total.Net.Generation.November | Bogen.Total.Net.Generation.December | YEAR
| 2059 |  | 2059^1 | ST | 0 | 0 | 0 | 0 | 0 | 0 | 0 | 0 | 92 | 0 | 0 | 0 | 0 | 2015
| 2059 |  | 2059^1 |  | 92 | 0 | 0 | 0 | 0 | 0 | 0 | 0 | 92 | 0 | 0 | 0 | 0 | 2015
| 2059 |  | 2059^2 | CA | 0 | 0 | 0 | 0 | 0 | 0 | 0 | 0 | 48 | 0 | 0 | 0 | 0 | 2015
| 2059 |  | 2059^2 | CT | 48 | 0 | 0 | 0 | 0 | 0 | 0 | 0 | 48 | 0 | 0 | 0 | 0 | 2015
ThermalEfficiencyByBogen |  | 2015
| Plant.Code | blankCol | bogen | Reported.Prime.Mover_923 | Net.Generation.mwh | ThermalEfficiency.January | ThermalEfficiency.February | ThermalEfficiency.March | ThermalEfficiency.April | ThermalEfficiency.May | ThermalEfficiency.June | ThermalEfficiency.July | ThermalEfficiency.August | ThermalEfficiency.September | ThermalEfficiency.October | ThermalEfficiency.November | ThermalEfficiency.December | YEAR
| 2059 |  | 2059^1 | ST | 0 | 0 | 0 | 0 | 0 | 0 | 0 | 0 | 0.32569 | 0 | 0 | 0 | 0 | 2015
| 2059 |  | 2059^1 |  | 92 | 0 | 0 | 0 | 0 | 0 | 0 | 0 | 0.32569 | 0 | 0 | 0 | 0 | 2015
| 2059 |  | 2059^2 | CA | 0 | 0 | 0 | 0 | 0 | 0 | 0 | 0 | 0.20807 | 0 | 0 | 0 | 0 | 2015
| 2059 |  | 2059^2 | CT | 48 | 0 | 0 | 0 | 0 | 0 | 0 | 0 | 0.20807 | 0 | 0 | 0 | 0 | 2015

## 2465
2015 | Plant.Code | orig_sheet3_key | auto_sheet3_flags | auto_sheet3_key | orig_sheet4_key | auto_sheet4_flags | auto_sheet4_key | EIA_associationTable | generator.data.860 | retiredGenerators.860 | Boiler_InfoDesign_Parameters.860 | boilerFuelData_923 | generation.data.923 | page1GenFuelData.923 | FuelHeatByLine | NetGenByLine | FuelHeatByBoilerID | NetGenByGeneratorID | FuelHeatByBogen | NetGenByBogen | ThermalEfficiencyByBogen
#Rows | 2465 | 2 | 2 | 2 | 3 | 3 | 3 | 4 | 2 | 4 | 3 | 2 | 3 | 3 | 2 | 3 | 2 | 3 | 2 | 3 | 3
orig_sheet3_key |  | 2015
| plant_bo | bogen | Plant.Code
| 2465^GT1 | 2465^1 | 2465
| 2465^HRSG1 | 2465^1 | 2465
auto_sheet3_flags |  | 2015
| Plant.Code | plant_bo | bogen | missing.from.923 | unmapped_but_in_923 | unmapped | Orphan.Boiler | Boiler.Status | Boiler.ID.NotIn.Assoc | missingPlant.assoc | missingPlant.boilerDesignData.860 | missingPlant.generation.data.923 | missingPlant.boilerFuelData.923 | flag.CACT.missingPair | missing.bf.923 | flag.ST.missing.bf.923 | flag.ST.missing.bf.923.unmapped | flag_RPM | flag_floatingGen | flag_BoilerRetired | flag_Boiler.Status | flag_923bogenCTonly | flagFuelHeat | flag_STassoc_CT_CS_CA | flag_CSassociation | flagFH_no_NG_January | flagNG_no_FH_January | flagFuelHeat_January | flagFH_no_NG_February | flagNG_no_FH_February | flagFuelHeat_February | flagFH_no_NG_March | flagNG_no_FH_March | flagFuelHeat_March | flagFH_no_NG_April | flagNG_no_FH_April | flagFuelHeat_April | flagFH_no_NG_May | flagNG_no_FH_May | flagFuelHeat_May | flagFH_no_NG_June | flagNG_no_FH_June | flagFuelHeat_June | flagFH_no_NG_July | flagNG_no_FH_July | flagFuelHeat_July | flagFH_no_NG_August | flagNG_no_FH_August | flagFuelHeat_August | flagFH_no_NG_September | flagNG_no_FH_September | flagFuelHeat_September | flagFH_no_NG_October | flagNG_no_FH_October | flagFuelHeat_October | flagFH_no_NG_November | flagNG_no_FH_November | flagFuelHeat_November | flagFH_no_NG_December | flagNG_no_FH_December | flagFuelHeat_December | flag_ManualPlant | flag_MisMatch
| 2465 | 2465^GT1 | 2465^3 | 0 | 0 | 0 | 0 | 0 | 1 | 0 | 0 | 0 | 0 | 1 | 0 | 0 | 0 | 0 | 0 | 0 | 0 | 0 | 0 | 0 | 0 | 0 | 0 | 0 | 0 | 0 | 0 | 0 | 0 | 0 | 0 | 0 | 0 | 0 | 0 | 0 | 0 | 0 | 0 | 0 | 0 | 0 | 0 | 0 | 0 | 0 | 0 | 0 | 0 | 0 | 0 | 0 | 0 | 0 | 0 | 0 | 0 | 1 | 0
| 2465 | 2465^HRSG1 | 2465^5 | 0 | 0 | 0 | 0 | 1 | 0 | 0 | 0 | 0 | 0 | 1 | 0 | 0 | 0 | 0 | 0 | 0 | 0 | 0 | 0 | 0 | 0 | 0 | 0 | 0 | 0 | 0 | 0 | 0 | 0 | 0 | 0 | 0 | 0 | 0 | 0 | 0 | 0 | 0 | 0 | 0 | 0 | 0 | 0 | 0 | 0 | 0 | 0 | 0 | 0 | 0 | 0 | 0 | 0 | 0 | 0 | 0 | 0 | 1 | 0
auto_sheet3_key |  | 2015
manualEdit | Plant.Code | bogen | Boiler.ID | Unit.Code | bga.source | Boiler.ID.Total.Fuel.Heat.January | PlantLine.Total.Fuel.Heat.January | flagNG_no_FH_January | flagFH_no_NG_January | flagFuelHeat_January | Boiler.ID.Total.Fuel.Heat.February | PlantLine.Total.Fuel.Heat.February | flagNG_no_FH_February | flagFH_no_NG_February | flagFuelHeat_February | Boiler.ID.Total.Fuel.Heat.March | PlantLine.Total.Fuel.Heat.March | flagNG_no_FH_March | flagFH_no_NG_March | flagFuelHeat_March | Boiler.ID.Total.Fuel.Heat.April | PlantLine.Total.Fuel.Heat.April | flagNG_no_FH_April | flagFH_no_NG_April | flagFuelHeat_April | Boiler.ID.Total.Fuel.Heat.May | PlantLine.Total.Fuel.Heat.May | flagNG_no_FH_May | flagFH_no_NG_May | flagFuelHeat_May | Boiler.ID.Total.Fuel.Heat.June | PlantLine.Total.Fuel.Heat.June | flagNG_no_FH_June | flagFH_no_NG_June | flagFuelHeat_June | Boiler.ID.Total.Fuel.Heat.July | PlantLine.Total.Fuel.Heat.July | flagNG_no_FH_July | flagFH_no_NG_July | flagFuelHeat_July | Boiler.ID.Total.Fuel.Heat.August | PlantLine.Total.Fuel.Heat.August | flagNG_no_FH_August | flagFH_no_NG_August | flagFuelHeat_August | Boiler.ID.Total.Fuel.Heat.September | PlantLine.Total.Fuel.Heat.September | flagNG_no_FH_September | flagFH_no_NG_September | flagFuelHeat_September | Boiler.ID.Total.Fuel.Heat.October | PlantLine.Total.Fuel.Heat.October | flagNG_no_FH_October | flagFH_no_NG_October | flagFuelHeat_October | Boiler.ID.Total.Fuel.Heat.November | PlantLine.Total.Fuel.Heat.November | flagNG_no_FH_November | flagFH_no_NG_November | flagFuelHeat_November | Boiler.ID.Total.Fuel.Heat.December | PlantLine.Total.Fuel.Heat.December | flagNG_no_FH_December | flagFH_no_NG_December | flagFuelHeat_December | missing.from.923 | flagBoiler.ID_assoc | orig_Boiler.ID_assoc | orig_Boiler.ID_bf.923 | flagBoiler.ID_bf.923 | missing.bf.923 | Reported.Prime.Mover_bf.923 | Reported.Prime.Mover_923 | Reported.Prime.Mover_860 | Reported.Fuel.Type.Code | Technology | Energy.Source.1 | unmapped_but_in_923 | unmapped | Orphan.Boiler | Boiler.Status | Boiler.Retirement.Year | Boiler.Retirement.Month | flag_BoilerRetired | flag_Boiler.Status | Boiler.ID.NotIn.Assoc | missingPlant.assoc | missingPlant.boilerDesignData.860 | missingPlant.generation.data.923 | missingPlant.boilerFuelData.923 | Reported.Prime.Mover_page1 | flag.ST.missing.bf.923 | flag.CACT.missingPair | flag_923bogenCTonly | flag.NGCC.badFuel | flag.ST.missing.bf.923.unmapped | flag_RPM | flag_floatingGen | flagFuelHeat | flag_STassoc_CT_CS_CA | flag_CSassociation | countFlags | YEAR | plant_bo | plant_bo_bf.923 | plant_bo_assoc
0 | 2465 | 2465^3 | GT1 | CTG1 | string_assn | 128656 |  | 0 | 0 | 0 | 122587 |  | 0 | 0 | 0 | 80002 |  | 0 | 0 | 0 | 0 |  | 0 | 0 | 0 | 4091 |  | 0 | 0 | 0 | 8070 |  | 0 | 0 | 0 | 71768 |  | 0 | 0 | 0 | 22734 |  | 0 | 0 | 0 | 64534 |  | 0 | 0 | 0 | 7630 |  | 0 | 0 | 0 | 25501 |  | 0 | 0 | 0 | 0 |  | 0 | 0 | 0 | FALSE |  |  | GT1 | removeChar | FALSE | CT | CT | CT | NG | Natural Gas Fired Combined Cycle | NG | FALSE | FALSE | FALSE |  |  |  |  | 0 | 1 | FALSE | FALSE | FALSE | FALSE |  | 0 | TRUE | FALSE | 0 | 0 |  | 0 | 0 | 0 | 0 | 3 | 2015 | 2465^GT1 | 2465^GT1 | 2465^NA
1 | 2465 | 2465^3 | HRSG1 | none | eia860.org | 0 |  | 0 | 0 | 0 | 0 |  | 0 | 0 | 0 | 0 |  | 0 | 0 | 0 | 0 |  | 0 | 0 | 0 | 0 |  | 0 | 0 | 0 | 0 |  | 0 | 0 | 0 | 0 |  | 0 | 0 | 0 | 0 |  | 0 | 0 | 0 | 0 |  | 0 | 0 | 0 | 0 |  | 0 | 0 | 0 | 0 |  | 0 | 0 | 0 | 0 |  | 0 | 0 | 0 | FALSE | removeChar | HRSG1 | HRSG1 | removeChar | FALSE | CA | CA |  | NG |  |  | FALSE | FALSE | FALSE | RE | 2015 | 3 | 0 | 0 | 0 | FALSE | FALSE | FALSE | FALSE |  | 0 | TRUE | FALSE | 0 | 0 |  | 0 | 0 | 0 | 0 | 2 | 2015 | 2465^HRSG1 | 2465^HRSG1 | 2465^HRSG1
orig_sheet4_key |  | 2015
| plant_gen | bogen | Plant.Code
| 2465^GT1 | 2465^1 | 2465
| 2465^1 | 2465^1 | 2465
| 2465^2 | 2465^1 | 2465
auto_sheet4_flags |  | 2015
| Plant.Code | plant_gen | bogen | missing.from.923 | Generator.Status | Orphan.Generator | unmapped_but_in_923 | unmapped | missingPlant.assoc | missingPlant.generator.data.860 | missingPlant.generation.data.923 | flag.CACT.missingPair | missing.bf.923 | missing.generation.data | flag.ST.missing.bf.923 | flag.ST.missing.bf.923.unmapped | flag_RPM | flag_floatingGen | flag_GeneratorRetired | flag_Generator.Status | flag_923bogenCTonly | flagFuelHeat | flag_STassoc_CT_CS_CA | flag_CSassociation | flagNetGenWithoutFuelHeat | flagFuelHeatWithoutNetGen | flagFH_no_NG_January | flagNG_no_FH_January | flagFuelHeat_January | flagFH_no_NG_February | flagNG_no_FH_February | flagFuelHeat_February | flagFH_no_NG_March | flagNG_no_FH_March | flagFuelHeat_March | flagFH_no_NG_April | flagNG_no_FH_April | flagFuelHeat_April | flagFH_no_NG_May | flagNG_no_FH_May | flagFuelHeat_May | flagFH_no_NG_June | flagNG_no_FH_June | flagFuelHeat_June | flagFH_no_NG_July | flagNG_no_FH_July | flagFuelHeat_July | flagFH_no_NG_August | flagNG_no_FH_August | flagFuelHeat_August | flagFH_no_NG_September | flagNG_no_FH_September | flagFuelHeat_September | flagFH_no_NG_October | flagNG_no_FH_October | flagFuelHeat_October | flagFH_no_NG_November | flagNG_no_FH_November | flagFuelHeat_November | flagFH_no_NG_December | flagNG_no_FH_December | flagFuelHeat_December | flag_ManualPlant | flag_MisMatch
| 2465 | 2465^1 | 2465^5 | 0 | 0 | 0 | 0 | 0 | 0 | 0 | 0 | 1 | 0 | 0 | 0 | 0 | 0 | 0 | 0 | 0 | 0 | 0 | 0 | 0 | 0 | 0 | 0 | 0 | 0 | 0 | 0 | 0 | 0 | 0 | 0 | 0 | 0 | 0 | 0 | 0 | 0 | 0 | 0 | 0 | 0 | 0 | 0 | 0 | 0 | 0 | 0 | 0 | 0 | 0 | 0 | 0 | 0 | 0 | 0 | 0 | 0 | 0 | 1 | 0
| 2465 | 2465^2 | 2465^5 | 0 | 0 | 0 | 0 | 0 | 0 | 0 | 0 | 1 | 0 | 0 | 0 | 0 | 0 | 0 | 0 | 0 | 0 | 0 | 0 | 0 | 0 | 0 | 0 | 0 | 0 | 0 | 0 | 0 | 0 | 0 | 0 | 0 | 0 | 0 | 0 | 0 | 0 | 0 | 0 | 0 | 0 | 0 | 0 | 0 | 0 | 0 | 0 | 0 | 0 | 0 | 0 | 0 | 0 | 0 | 0 | 0 | 0 | 0 | 1 | 0
| 2465 | 2465^GT1 | 2465^3 | 0 | 0 | 0 | 0 | 0 | 0 | 0 | 0 | 1 | 0 | 0 | 0 | 0 | 0 | 0 | 0 | 0 | 0 | 0 | 0 | 0 | 0 | 0 | 0 | 0 | 0 | 0 | 0 | 0 | 0 | 0 | 0 | 0 | 0 | 0 | 0 | 0 | 0 | 0 | 0 | 0 | 0 | 0 | 0 | 0 | 0 | 0 | 0 | 0 | 0 | 0 | 0 | 0 | 0 | 0 | 0 | 0 | 0 | 0 | 1 | 0
auto_sheet4_key |  | 2015
manualEdit | Plant.Code | Generator.ID | bogen | Unit.Code | bga.source | Net.Generation.mwh | Generator.ID.Total.Net.Generation.January | PlantLine.Total.Fuel.Heat.January | PlantLine.Total.Net.Generation.January | flagNG_no_FH_January | flagFH_no_NG_January | flagFuelHeat_January | Generator.ID.Total.Net.Generation.February | PlantLine.Total.Fuel.Heat.February | PlantLine.Total.Net.Generation.February | flagNG_no_FH_February | flagFH_no_NG_February | flagFuelHeat_February | Generator.ID.Total.Net.Generation.March | PlantLine.Total.Fuel.Heat.March | PlantLine.Total.Net.Generation.March | flagNG_no_FH_March | flagFH_no_NG_March | flagFuelHeat_March | Generator.ID.Total.Net.Generation.April | PlantLine.Total.Fuel.Heat.April | PlantLine.Total.Net.Generation.April | flagNG_no_FH_April | flagFH_no_NG_April | flagFuelHeat_April | Generator.ID.Total.Net.Generation.May | PlantLine.Total.Fuel.Heat.May | PlantLine.Total.Net.Generation.May | flagNG_no_FH_May | flagFH_no_NG_May | flagFuelHeat_May | Generator.ID.Total.Net.Generation.June | PlantLine.Total.Fuel.Heat.June | PlantLine.Total.Net.Generation.June | flagNG_no_FH_June | flagFH_no_NG_June | flagFuelHeat_June | Generator.ID.Total.Net.Generation.July | PlantLine.Total.Fuel.Heat.July | PlantLine.Total.Net.Generation.July | flagNG_no_FH_July | flagFH_no_NG_July | flagFuelHeat_July | Generator.ID.Total.Net.Generation.August | PlantLine.Total.Fuel.Heat.August | PlantLine.Total.Net.Generation.August | flagNG_no_FH_August | flagFH_no_NG_August | flagFuelHeat_August | Generator.ID.Total.Net.Generation.September | PlantLine.Total.Fuel.Heat.September | PlantLine.Total.Net.Generation.September | flagNG_no_FH_September | flagFH_no_NG_September | flagFuelHeat_September | Generator.ID.Total.Net.Generation.October | PlantLine.Total.Fuel.Heat.October | PlantLine.Total.Net.Generation.October | flagNG_no_FH_October | flagFH_no_NG_October | flagFuelHeat_October | Generator.ID.Total.Net.Generation.November | PlantLine.Total.Fuel.Heat.November | PlantLine.Total.Net.Generation.November | flagNG_no_FH_November | flagFH_no_NG_November | flagFuelHeat_November | Generator.ID.Total.Net.Generation.December | PlantLine.Total.Fuel.Heat.December | PlantLine.Total.Net.Generation.December | flagNG_no_FH_December | flagFH_no_NG_December | flagFuelHeat_December | missing.from.923 | orig_Generator.ID_923 | flagGenerator.ID_923 | orig_Generator.ID_860 | flagGenerator.ID_860 | flagGenerator.ID_assoc | orig_Generator.ID_assoc | missing.bf.923 | Reported.Prime.Mover_bf.923 | Reported.Prime.Mover_923 | Reported.Prime.Mover_860 | Reported.Fuel.Type.Code | Technology | Energy.Source.1 | Generator.Status | Orphan.Generator | unmapped_but_in_923 | unmapped | flag_Generator.Status | Generator.Retirement.Year | Generator.Retirement.Month | flag_GeneratorRetired | missingPlant.assoc | missingPlant.generator.data.860 | missingPlant.generation.data.923 | Reported.Prime.Mover_page1 | flag.ST.missing.bf.923 | flag.CACT.missingPair | flag_923bogenCTonly | flag.NGCC.badFuel | flag.ST.missing.bf.923.unmapped | flag_RPM | flag_floatingGen | flagNetGenWithoutFuelHeat | flagFuelHeatWithoutNetGen | flagFuelHeat | flag_STassoc_CT_CS_CA | flag_CSassociation | countFlags | YEAR | plant_gen | plant_gen.923 | plant_gen.860 | plant_gen_assoc | missing.generation.data
1 | 2465 | 1 | 2465^3 | none | eia860.org | 3392 | 1787 |  |  | 0 | 0 | 0 | 1605 |  |  | 0 | 0 | 0 | 0 |  |  | 0 | 0 | 0 | 0 |  |  | 0 | 0 | 0 | 0 |  |  | 0 | 0 | 0 | 0 |  |  | 0 | 0 | 0 | 0 |  |  | 0 | 0 | 0 | 0 |  |  | 0 | 0 | 0 | 0 |  |  | 0 | 0 | 0 | 0 |  |  | 0 | 0 | 0 | 0 |  |  | 0 | 0 | 0 | 0 |  |  | 0 | 0 | 0 | FALSE | 1 | removeChar |  |  | removeChar | 1 | FALSE | CA | CA |  | NG |  |  |  | FALSE | FALSE | FALSE | 0 | 2015 | 3 | 0 | FALSE | FALSE | FALSE |  | 0 | TRUE | FALSE | 0 | 0 |  | 0 | 0 | 0 | 0 | 0 | 0 | 2 | 2015 | 2465^1 | 2465^1 | 2465^NA | 2465^1 | FALSE
1 | 2465 | 2 | 2465^3 | none | eia860.org | 2689 | 1418 |  |  | 0 | 0 | 0 | 1271 |  |  | 0 | 0 | 0 | 0 |  |  | 0 | 0 | 0 | 0 |  |  | 0 | 0 | 0 | 0 |  |  | 0 | 0 | 0 | 0 |  |  | 0 | 0 | 0 | 0 |  |  | 0 | 0 | 0 | 0 |  |  | 0 | 0 | 0 | 0 |  |  | 0 | 0 | 0 | 0 |  |  | 0 | 0 | 0 | 0 |  |  | 0 | 0 | 0 | 0 |  |  | 0 | 0 | 0 | FALSE | 2 | removeChar |  |  | removeChar | 2 | FALSE | CA | CA |  | NG |  |  |  | FALSE | FALSE | FALSE | 0 | 2015 | 3 | 0 | FALSE | FALSE | FALSE |  | 0 | TRUE | FALSE | 0 | 0 |  | 0 | 0 | 0 | 0 | 0 | 0 | 2 | 2015 | 2465^2 | 2465^2 | 2465^NA | 2465^2 | FALSE
0 | 2465 | GT1 | 2465^3 | CTG1 | string_assn | 43333 | 10317 |  |  | 0 | 0 | 0 | 9605 |  |  | 0 | 0 | 0 | 6895 |  |  | 0 | 0 | 0 | -42 |  |  | 0 | 0 | 0 | 290 |  |  | 0 | 0 | 0 | 618 |  |  | 0 | 0 | 0 | 5863 |  |  | 0 | 0 | 0 | 1724 |  |  | 0 | 0 | 0 | 5329 |  |  | 0 | 0 | 0 | 566 |  |  | 0 | 0 | 0 | 2213 |  |  | 0 | 0 | 0 | -45 |  |  | 0 | 0 | 0 | FALSE | GT1 | removeChar | GT1 | removeChar |  |  | FALSE | CT | CT | CT | NG | Natural Gas Fired Combined Cycle | NG | OP | FALSE | FALSE | FALSE | 0 |  |  |  | FALSE | FALSE | FALSE |  | 0 | TRUE | FALSE | 0 | 0 |  | 0 | 0 | 0 | 0 | 0 | 0 | 3 | 2015 | 2465^GT1 | 2465^GT1 | 2465^GT1 | 2465^NA | FALSE
EIA_associationTable |  | 2015
| Utility.ID | Utility.Name | Plant.Code | Plant.Name | Boiler.ID | Generator.ID | Steam.Plant.Type
| 6204 | City of Farmington - (NM) | 2465 | Animas | HRSG1 | 1 | 4
| 6204 | City of Farmington - (NM) | 2465 | Animas | HRSG1 | 2 | 4
| 6204 | City of Farmington - (NM) | 2465 | Animas | 3 | 3 | 4
| 6204 | City of Farmington - (NM) | 2465 | Animas | 4 | ST4 | 4
generator.data.860 |  | 2015
| Utility.ID | Utility.Name | Plant.Code | Plant.Name | State | County | Generator.ID | Technology | Prime.Mover | Unit.Code | Ownership | Duct.Burners | Can.Bypass.Heat.Recovery.Steam.Generator. | RTO.ISO.LMP.Node.Designation | RTO.ISO.Location.Designation.for.Reporting.Wholesale.Sales.Data.to.FERC | Nameplate.Capacity..MW. | Nameplate.Power.Factor | Summer.Capacity..MW. | Winter.Capacity..MW. | Minimum.Load..MW. | Uprate.or.Derate.Completed.During.Year | Month.Uprate.or.Derate.Completed | Year.Uprate.or.Derate.Completed | Status | Synchronized.to.Transmission.Grid | Operating.Month | Operating.Year | Planned.Retirement.Month | Planned.Retirement.Year | Associated.with.Combined.Heat.and.Power.System | Sector.Name | Sector | Topping.or.Bottoming | Energy.Source.1 | Energy.Source.2 | Energy.Source.3 | Energy.Source.4 | Energy.Source.5 | Energy.Source.6 | Startup.Source.1 | Startup.Source.2 | Startup.Source.3 | Startup.Source.4 | Solid.Fuel.Gasification.System. | Carbon.Capture.Technology. | Turbines..Inverters..or.Hydrokinetic.Buoys | Time.from.Cold.Shutdown.to.Full.Load | Fluidized.Bed.Technology. | Pulverized.Coal.Technology. | Stoker.Technology. | Other.Combustion.Technology. | Subcritical.Technology. | Supercritical.Technology. | Ultrasupercritical.Technology. | Planned.Net.Summer.Capacity.Uprate..MW. | Planned.Net.Winter.Capacity.Uprate..MW. | Planned.Uprate.Month | Planned.Uprate.Year | Planned.Net.Summer.Capacity.Derate..MW. | Planned.Net.Winter.Capacity.Derate..MW. | Planned.Derate.Month | Planned.Derate.Year | Planned.New.Prime.Mover | Planned.Energy.Source.1 | Planned.New.Nameplate.Capacity..MW. | Planned.Repower.Month | Planned.Repower.Year | Other.Planned.Modifications. | Other.Modifications.Month | Other.Modifications.Year | Cofire.Fuels. | Switch.Between.Oil.and.Natural.Gas.
| 6204 | City of Farmington - (NM) | 2465 | Animas | NM | San Juan | GT1 | Natural Gas Fired Combined Cycle | CT | CTG1 | S | X | N |  |  | 18.6 | 0.8 | 17 | 19 | 10 | N |  |  | OP | X | 5 | 1994 |  |  | N | Electric Utility | 1 | X | NG | [9 empty] | N | N |  | 12H | [23 empty] | N | N
| 6204 | City of Farmington - (NM) | 2465 | Animas | NM | San Juan | HY1 | Conventional Hydroelectric | HY |  | S | X | X |  |  | 0.2 | 0.8 | 0.2 | 0.2 |  | N |  |  | OA | X | 3 | 1927 |  |  | N | Electric Utility | 1 | X | WAT | [9 empty] | N | N |  | 12H
retiredGenerators.860 |  | 2015
| Utility.ID | Utility.Name | Plant.Code | Plant.Name | State | County | Generator.ID | Technology | Prime.Mover | Unit.Code | Ownership | Duct.Burners | Can.Bypass.Heat.Recovery.Steam.Generator. | RTO.ISO.LMP.Node.Designation | RTO.ISO.Location.Designation.for.Reporting.Wholesale.Sales.Data.to.FERC | Nameplate.Capacity..MW. | Nameplate.Power.Factor | Summer.Capacity..MW. | Winter.Capacity..MW. | Minimum.Load..MW. | Uprate.or.Derate.Completed.During.Year | Month.Uprate.or.Derate.Completed | Year.Uprate.or.Derate.Completed | Status | Synchronized.to.Transmission.Grid | Operating.Month | Operating.Year | Retirement.Month | Retirement.Year | Associated.with.Combined.Heat.and.Power.System | Sector.Name | Sector | Topping.or.Bottoming | Energy.Source.1 | Energy.Source.2 | Energy.Source.3 | Energy.Source.4 | Energy.Source.5 | Energy.Source.6 | Startup.Source.1 | Startup.Source.2 | Startup.Source.3 | Startup.Source.4 | Solid.Fuel.Gasification.System. | Carbon.Capture.Technology. | Turbines..Inverters..or.Hydrokinetic.Buoys | Time.from.Cold.Shutdown.to.Full.Load | Fluidized.Bed.Technology. | Pulverized.Coal.Technology. | Stoker.Technology. | Other.Combustion.Technology. | Subcritical.Technology. | Supercritical.Technology. | Ultrasupercritical.Technology. | Cofire.Fuels. | Switch.Between.Oil.and.Natural.Gas.
| 6204 | City of Farmington - (NM) | 2465 | Animas | NM | San Juan | 1 | Natural Gas Fired Combined Cycle | CA | CTG1 | S | N | X |  |  | 3 | 0.8 | 3 | 3 | 1 | N |  |  | RE | X | 1 | 1955 | 3 | 2015 | N | Electric Utility | 1 | X | NG | [9 empty] | N | N |  | 12H
| 6204 | City of Farmington - (NM) | 2465 | Animas | NM | San Juan | 2 | Natural Gas Fired Combined Cycle | CA | CTG1 | S | N | X |  |  | 3 | 0.8 | 3 | 3 | 1 | N |  |  | RE | X | 2 | 1955 | 3 | 2015 | N | Electric Utility | 1 | X | NG | [9 empty] | N | N |  | 12H
| 6204 | City of Farmington - (NM) | 2465 | Animas | NM | San Juan | 3 | Natural Gas Steam Turbine | ST |  | S | X | X |  |  | 9 | 0.8 | 9 | 9 |  | N |  |  | RE | X | 9 | 1958 | 11 | 2012 | N | Electric Utility | 1 | X | NG | [9 empty] | N | N |  | 12H | [7 empty] | N | N
| 6204 | City of Farmington - (NM) | 2465 | Animas | NM | San Juan | ST4 | Natural Gas Steam Turbine | ST |  | S | X | X |  |  | 16.5 |  | 16 | 16 |  |  |  |  | RE | X | 4 | 1960 | 11 | 2012 | N | Electric Utility | 1 | X | NG | [9 empty] | N
Boiler_InfoDesign_Parameters.860 |  | 2015
| Utility.ID | Utility.Name | Plant.Code | Plant.Name | State | Boiler.ID | Boiler.Status | Type.of.Boiler | Inservice.Month | Inservice.Year | Retirement.Month | Retirement.Year | Firing.Type.1 | Firing.Type.2 | Firing.Type.3 | Max.Steam.Flow..Thousand.Pounds.per.Hour. | Firing.Rate.Using.Coal..0.1.Tons.per.Hour. | Firing.Rate.Using.Petroleum..0.1.Barrels.per.Hour. | Firing.Rate.Using.Gas..0.1.MCF.per.Hour. | Firing.Rate.Using.Other.Fuels | Waste.Heat.Input..Million.BTU.per.Hour. | Primary.Fuel.1 | Primary.Fuel.2 | Primary.Fuel.3 | Primary.Fuel.4 | Turndown.Ratio | Efficiency.100..Load | Efficiency.50..Load | Air.Flow.100..Load..Cubic.Feet.per.Minute. | Wet.Dry.Bottom | Fly.Ash.Reinjection | Steam.Plant.Type | missingData
| 6204 | City of Farmington - (NM) | 2465 | Animas | NM | 3 | RE | N |  |  | 11 | 2012 | [19 empty] | 4 | 2
| 6204 | City of Farmington - (NM) | 2465 | Animas | NM | 4 | RE | N |  |  | 11 | 2012 | [19 empty] | 4 | 2
| 6204 | City of Farmington - (NM) | 2465 | Animas | NM | HRSG1 | RE |  |  |  | 3 | 2015 | [19 empty] | 4 | 2
boilerFuelData_923 |  | 2015
| Plant.Code | Combined.Heat.And..Power.Plant | Plant.Name | Operator.Name | Operator.Id | Plant.State | Census.Region | NERC.Region | NAICS.Code | Sector.Number | Sector.Name | Boiler.ID | Reported.Prime.Mover | Reported.Fuel.Type.Code | Physical.Unit.Label | Quantity.Of.Fuel.Consumed.January | Quantity.Of.Fuel.Consumed.February | Quantity.Of.Fuel.Consumed.March | Quantity.Of.Fuel.Consumed.April | Quantity.Of.Fuel.Consumed.May | Quantity.Of.Fuel.Consumed.June | Quantity.Of.Fuel.Consumed.July | Quantity.Of.Fuel.Consumed.August | Quantity.Of.Fuel.Consumed.September | Quantity.Of.Fuel.Consumed.October | Quantity.Of.Fuel.Consumed.November | Quantity.Of.Fuel.Consumed.December | MMbtu.Per.Unit.January | MMbtu.Per.Unit.February | MMbtu.Per.Unit.March | MMbtu.Per.Unit.April | MMbtu.Per.Unit.May | MMbtu.Per.Unit.June | MMbtu.Per.Unit.July | MMbtu.Per.Unit.August | MMbtu.Per.Unit.September | MMbtu.Per.Unit.October | MMbtu.Per.Unit.November | MMbtu.Per.Unit.December | Sulfur.Content.January | Sulfur.Content.February | Sulfur.Content.March | Sulfur.Content.April | Sulfur.Content.May | Sulfur.Content.June | Sulfur.Content.July | Sulfur.Content.August | Sulfur.Content.September | Sulfur.Content.October | Sulfur.Content.November | Sulfur.Content.December | Ash.Content.January | Ash.Content.February | Ash.Content.March | Ash.Content.April | Ash.Content.May | Ash.Content.June | Ash.Content.July | Ash.Content.August | Ash.Content.September | Ash.Content.October | Ash.Content.November | Ash.Content.December | Total.Fuel.Consumption.Quantity | YEAR | missingData
| 2465 | N | Animas | City of Farmington - (NM) | 6204 | NM | MTN | WECC | 22 | 1 | Electric Utility | GT1 | CT | NG | Mcf | 128656 | 122587 | 80002 | 0 | 4091 | 8070 | 71768 | 22734 | 64534 | 7630 | 25501 | 0 | 1 | 1 | 1 | 0 | 1 | 1 | 1 | 1 | 1 | 1 | 1 | 0 | 0 | 0 | 0 | 0 | 0 | 0 | 0 | 0 | 0 | 0 | 0 | 0 | 0 | 0 | 0 | 0 | 0 | 0 | 0 | 0 | 0 | 0 | 0 | 0 | 535573 | 2015 | 0
| 2465 | N | Animas | City of Farmington - (NM) | 6204 | NM | MTN | WECC | 22 | 1 | Electric Utility | HRSG1 | CA | NG | Mcf | 0 | 0 | 0 | 0 | 0 | 0 | 0 | 0 | 0 | 0 | 0 | 0 | 0 | 0 | 0 | 0 | 0 | 0 | 0 | 0 | 0 | 0 | 0 | 0 | 0 | 0 | 0 | 0 | 0 | 0 | 0 | 0 | 0 | 0 | 0 | 0 | 0 | 0 | 0 | 0 | 0 | 0 | 0 | 0 | 0 | 0 | 0 | 0 | 0 | 2015 | 0
generation.data.923 |  | 2015
| Plant.Code | Combined.Heat.And.Power.Plant | Plant.Name | Operator.Name | Operator.Id | Plant.State | Census.Region | NERC.Region | NAICS.Code | Sector.Number | Sector.Name | Generator.ID | Reported.Prime.Mover | Net.Generation.January | Net.Generation.February | Net.Generation.March | Net.Generation.April | Net.Generation.May | Net.Generation.June | Net.Generation.July | Net.Generation.August | Net.Generation.September | Net.Generation.October | Net.Generation.November | Net.Generation.December | Net.Generation.Year.To.Date | YEAR | missingData
| 2465 | N | Animas | City of Farmington - (NM) | 6204 | NM | MTN | WECC | 22 | 1 | Electric Utility | 2 | CA | 1418 | 1271 | 0 | 0 | 0 | 0 | 0 | 0 | 0 | 0 | 0 | 0 | 2689 | 2015 | 0
| 2465 | N | Animas | City of Farmington - (NM) | 6204 | NM | MTN | WECC | 22 | 1 | Electric Utility | 1 | CA | 1787 | 1605 | 0 | 0 | 0 | 0 | 0 | 0 | 0 | 0 | 0 | 0 | 3392 | 2015 | 0
| 2465 | N | Animas | City of Farmington - (NM) | 6204 | NM | MTN | WECC | 22 | 1 | Electric Utility | GT1 | CT | 10317 | 9605 | 6895 | -42 | 290 | 618 | 5863 | 1724 | 5329 | 566 | 2213 | -45 | 43333 | 2015 | 0
page1GenFuelData.923 |  | 2015
| Plant.Code | Combined.Heat.And.Power.Plant | Nuclear.Unit.Id | Plant.Name | Operator.Name | Operator.Id | Plant.State | Census.Region | NERC.Region | Reserved | NAICS.Code | EIA.Sector.Number | Sector.Name | Reported.Prime.Mover | Reported.Fuel.Type.Code | AER.Fuel.Type.Code | Reserved.1 | Reserved.2 | Physical.Unit.Label | Quantity.January | Quantity.February | Quantity.March | Quantity.April | Quantity.May | Quantity.June | Quantity.July | Quantity.August | Quantity.September | Quantity.October | Quantity.November | Quantity.December | Elec_Quantity.January | Elec_Quantity.February | Elec_Quantity.March | Elec_Quantity.April | Elec_Quantity.May | Elec_Quantity.June | Elec_Quantity.July | Elec_Quantity.August | Elec_Quantity.September | Elec_Quantity.October | Elec_Quantity.November | Elec_Quantity.December | MMBtuPer_Unit.January | MMBtuPer_Unit.February | MMBtuPer_Unit.March | MMBtuPer_Unit.April | MMBtuPer_Unit.May | MMBtuPer_Unit.June | MMBtuPer_Unit.July | MMBtuPer_Unit.August | MMBtuPer_Unit.September | MMBtuPer_Unit.October | MMBtuPer_Unit.November | MMBtuPer_Unit.December | Tot_MMBtu.January | Tot_MMBtu.February | Tot_MMBtu.March | Tot_MMBtu.April | Tot_MMBtu.May | Tot_MMBtu.June | Tot_MMBtu.July | Tot_MMBtu.August | Tot_MMBtu.September | Tot_MMBtu.October | Tot_MMBtu.November | Tot_MMBtu.December | Elec_MMBtu.January | Elec_MMBtu.February | Elec_MMBtu.March | Elec_MMBtu.April | Elec_MMBtu.May | Elec_MMBtu.June | Elec_MMBtu.July | Elec_MMBtu.August | Elec_MMBtu.September | Elec_MMBtu.October | Elec_MMBtu.November | Elec_MMBtu.December | Netgen.January | Netgen.February | Netgen.March | Netgen.April | Netgen.May | Netgen.June | Netgen.July | Netgen.August | Netgen.September | Netgen.October | Netgen.November | Netgen.December | Total.Fuel.Consumption.Quantity | Electric.Fuel.Consumption.Quantity | Total.Fuel.Consumption.MMBtu | Elec.Fuel.Consumption.MMBtu | Net.Generation..Megawatthours. | YEAR | missingData
| 2465 | N | . | Animas | City of Farmington - (NM) | 6204 | NM | MTN | WECC |  | 22 | 1 | Electric Utility | CA | NG | NG |  |  | mcf | 0 | 0 | 0 | 0 | 0 | 0 | 0 | 0 | 0 | 0 | 0 | 0 | 0 | 0 | 0 | 0 | 0 | 0 | 0 | 0 | 0 | 0 | 0 | 0 | 0 | 0 | 0 | 0 | 0 | 0 | 0 | 0 | 0 | 0 | 0 | 0 | 0 | 0 | 0 | 0 | 0 | 0 | 0 | 0 | 0 | 0 | 0 | 0 | 0 | 0 | 0 | 0 | 0 | 0 | 0 | 0 | 0 | 0 | 0 | 0 | 3205 | 2876 | 0 | 0 | 0 | 0 | 0 | 0 | 0 | 0 | 0 | 0 | 0 | 0 | 0 | 0 | 6081 | 2015 | 0
| 2465 | N | . | Animas | City of Farmington - (NM) | 6204 | NM | MTN | WECC |  | 22 | 1 | Electric Utility | CT | NG | NG |  |  | mcf | 128656 | 122587 | 80002 | 0 | 4091 | 8070 | 71768 | 22734 | 64534 | 7630 | 25501 | 0 | 128656 | 122587 | 80002 | 0 | 4091 | 8070 | 71768 | 22734 | 64534 | 7630 | 25501 | 0 | 1 | 1 | 1 | 0 | 1 | 1 | 1 | 1 | 1 | 1 | 1 | 0 | 128656 | 122587 | 80002 | 0 | 4091 | 8070 | 71768 | 22734 | 64534 | 7630 | 25501 | 0 | 128656 | 122587 | 80002 | 0 | 4091 | 8070 | 71768 | 22734 | 64534 | 7630 | 25501 | 0 | 10317 | 9605 | 6895 | -42 | 290 | 618 | 5863 | 1724 | 5329 | 566 | 2213 | -45 | 535573 | 535573 | 535573 | 535573 | 43333 | 2015 | 0
| 2465 | N | . | Animas | City of Farmington - (NM) | 6204 | NM | MTN | WECC |  | 22 | 1 | Electric Utility | HY | WAT | HYC |  |  |  | 0 | 0 | 0 | 0 | 0 | 0 | 0 | 0 | 0 | 0 | 0 | 0 | 0 | 0 | 0 | 0 | 0 | 0 | 0 | 0 | 0 | 0 | 0 | 0 | 0 | 0 | 0 | 0 | 0 | 0 | 0 | 0 | 0 | 0 | 0 | 0 | 0 | 0 | 0 | 0 | 0 | 0 | 0 | 0 | 0 | 0 | 0 | 0 | 0 | 0 | 0 | 0 | 0 | 0 | 0 | 0 | 0 | 0 | 0 | 0 | 0 | 0 | 0 | 0 | 0 | 0 | 0 | 0 | 0 | 0 | 0 | 0 | 0 | 0 | 0 | 0 | 0 | 2015 | 0
FuelHeatByLine |  | 2015
| Plant.Code | Boiler.ID | bogen | Reported.Prime.Mover_bf.923 | Reported.Fuel.Type.Code | Fuel.Heat.January | Fuel.Heat.February | Fuel.Heat.March | Fuel.Heat.April | Fuel.Heat.May | Fuel.Heat.June | Fuel.Heat.July | Fuel.Heat.August | Fuel.Heat.September | Fuel.Heat.October | Fuel.Heat.November | Fuel.Heat.December | YEAR
| 2465 | GT1 | 2465^3 | CT | NG | 128656 | 122587 | 80002 | 0 | 4091 | 8070 | 71768 | 22734 | 64534 | 7630 | 25501 | 0 | 2015
| 2465 | HRSG1 | 2465^5 | CA | NG | 0 | 0 | 0 | 0 | 0 | 0 | 0 | 0 | 0 | 0 | 0 | 0 | 2015
NetGenByLine |  | 2015
| Plant.Code | Generator.ID | bogen | Reported.Prime.Mover | Net.Generation.Year.To.Date | Net.Generation.January | Net.Generation.February | Net.Generation.March | Net.Generation.April | Net.Generation.May | Net.Generation.June | Net.Generation.July | Net.Generation.August | Net.Generation.September | Net.Generation.October | Net.Generation.November | Net.Generation.December | YEAR
| 2465 | 1 | 2465^5 | CA | 3392 | 1787 | 1605 | 0 | 0 | 0 | 0 | 0 | 0 | 0 | 0 | 0 | 0 | 2015
| 2465 | 2 | 2465^5 | CA | 2689 | 1418 | 1271 | 0 | 0 | 0 | 0 | 0 | 0 | 0 | 0 | 0 | 0 | 2015
| 2465 | GT1 | 2465^3 | CT | 43333 | 10317 | 9605 | 6895 | -42 | 290 | 618 | 5863 | 1724 | 5329 | 566 | 2213 | -45 | 2015
FuelHeatByBoilerID |  | 2015
| Plant.Code | Boiler.ID | bogen | Reported.Prime.Mover_bf.923 | flagFuelHeat | Boiler.ID.Total.Fuel.Heat.January | Boiler.ID.Total.Fuel.Heat.February | Boiler.ID.Total.Fuel.Heat.March | Boiler.ID.Total.Fuel.Heat.April | Boiler.ID.Total.Fuel.Heat.May | Boiler.ID.Total.Fuel.Heat.June | Boiler.ID.Total.Fuel.Heat.July | Boiler.ID.Total.Fuel.Heat.August | Boiler.ID.Total.Fuel.Heat.September | Boiler.ID.Total.Fuel.Heat.October | Boiler.ID.Total.Fuel.Heat.November | Boiler.ID.Total.Fuel.Heat.December | YEAR
| 2465 | GT1 | 2465^3 | CT | 0 | 128656 | 122587 | 80002 | 0 | 4091 | 8070 | 71768 | 22734 | 64534 | 7630 | 25501 | 0 | 2015
| 2465 | HRSG1 | 2465^5 | CA | 0 | 0 | 0 | 0 | 0 | 0 | 0 | 0 | 0 | 0 | 0 | 0 | 0 | 2015
NetGenByGeneratorID |  | 2015
| Plant.Code | Generator.ID | bogen | Reported.Prime.Mover_923 | Net.Generation.mwh | Generator.ID.Total.Net.Generation.January | Generator.ID.Total.Net.Generation.February | Generator.ID.Total.Net.Generation.March | Generator.ID.Total.Net.Generation.April | Generator.ID.Total.Net.Generation.May | Generator.ID.Total.Net.Generation.June | Generator.ID.Total.Net.Generation.July | Generator.ID.Total.Net.Generation.August | Generator.ID.Total.Net.Generation.September | Generator.ID.Total.Net.Generation.October | Generator.ID.Total.Net.Generation.November | Generator.ID.Total.Net.Generation.December | YEAR
| 2465 | 1 | 2465^5 | CA | 3392 | 1787 | 1605 | 0 | 0 | 0 | 0 | 0 | 0 | 0 | 0 | 0 | 0 | 2015
| 2465 | 2 | 2465^5 | CA | 2689 | 1418 | 1271 | 0 | 0 | 0 | 0 | 0 | 0 | 0 | 0 | 0 | 0 | 2015
| 2465 | GT1 | 2465^3 | CT | 43333 | 10317 | 9605 | 6895 | -42 | 290 | 618 | 5863 | 1724 | 5329 | 566 | 2213 | -45 | 2015
FuelHeatByBogen |  | 2015
| Plant.Code | blankCol | bogen | Reported.Prime.Mover_bf.923 | flagFuelHeat | Bogen.Total.Fuel.Heat.January | Bogen.Total.Fuel.Heat.February | Bogen.Total.Fuel.Heat.March | Bogen.Total.Fuel.Heat.April | Bogen.Total.Fuel.Heat.May | Bogen.Total.Fuel.Heat.June | Bogen.Total.Fuel.Heat.July | Bogen.Total.Fuel.Heat.August | Bogen.Total.Fuel.Heat.September | Bogen.Total.Fuel.Heat.October | Bogen.Total.Fuel.Heat.November | Bogen.Total.Fuel.Heat.December | YEAR
| 2465 |  | 2465^3 | CT | 0 | 128656 | 122587 | 80002 | 0 | 4091 | 8070 | 71768 | 22734 | 64534 | 7630 | 25501 | 0 | 2015
| 2465 |  | 2465^5 | CA | 0 | 0 | 0 | 0 | 0 | 0 | 0 | 0 | 0 | 0 | 0 | 0 | 0 | 2015
NetGenByBogen |  | 2015
| Plant.Code | blankCol | bogen | Reported.Prime.Mover_923 | Net.Generation.mwh | Bogen.Total.Net.Generation.January | Bogen.Total.Net.Generation.February | Bogen.Total.Net.Generation.March | Bogen.Total.Net.Generation.April | Bogen.Total.Net.Generation.May | Bogen.Total.Net.Generation.June | Bogen.Total.Net.Generation.July | Bogen.Total.Net.Generation.August | Bogen.Total.Net.Generation.September | Bogen.Total.Net.Generation.October | Bogen.Total.Net.Generation.November | Bogen.Total.Net.Generation.December | YEAR
| 2465 |  | 2465^3 | CT | 43333 | 10317 | 9605 | 6895 | -42 | 290 | 618 | 5863 | 1724 | 5329 | 566 | 2213 | -45 | 2015
| 2465 |  | 2465^5 | CA | 3392 | 3205 | 2876 | 0 | 0 | 0 | 0 | 0 | 0 | 0 | 0 | 0 | 0 | 2015
| 2465 |  | 2465^5 | CA | 2689 | 3205 | 2876 | 0 | 0 | 0 | 0 | 0 | 0 | 0 | 0 | 0 | 0 | 2015
ThermalEfficiencyByBogen |  | 2015
| Plant.Code | blankCol | bogen | Reported.Prime.Mover_923 | Net.Generation.mwh | ThermalEfficiency.January | ThermalEfficiency.February | ThermalEfficiency.March | ThermalEfficiency.April | ThermalEfficiency.May | ThermalEfficiency.June | ThermalEfficiency.July | ThermalEfficiency.August | ThermalEfficiency.September | ThermalEfficiency.October | ThermalEfficiency.November | ThermalEfficiency.December | YEAR
| 2465 |  | 2465^3 | CT | 43333 | 0.27362 | 0.26735 | 0.29408 | 0 | 0.24188 | 0.2613 | 0.27875 | 0.25875 | 0.28176 | 0.25312 | 0.29611 | 0 | 2015
| 2465 |  | 2465^5 | CA | 3392 | 9999 | 9999 | 0 | 0 | 0 | 0 | 0 | 0 | 0 | 0 | 0 | 0 | 2015
| 2465 |  | 2465^5 | CA | 2689 | 9999 | 9999 | 0 | 0 | 0 | 0 | 0 | 0 | 0 | 0 | 0 | 0 | 2015

## 3686
2015 | Plant.Code | orig_sheet3_key | auto_sheet3_flags | auto_sheet3_key | orig_sheet4_key | auto_sheet4_flags | auto_sheet4_key | EIA_associationTable | generator.data.860 | retiredGenerators.860 | Boiler_InfoDesign_Parameters.860 | boilerFuelData_923 | generation.data.923 | page1GenFuelData.923 | FuelHeatByLine | NetGenByLine | FuelHeatByBoilerID | NetGenByGeneratorID | FuelHeatByBogen | NetGenByBogen | ThermalEfficiencyByBogen
#Rows | 3686 | 1 | 0 | 0 | 1 | 1 | 1 | 0 | 5 | 0 | 0 | 1 | 1 | 4 | 0 | 1 | 0 | 1 | 1 | 1 | 1
orig_sheet3_key |  | 2015
| plant_bo | bogen | Plant.Code
| 3686^NA | 3686^1 | 3686
auto_sheet3_flags |  | 2015
| Plant.Code | plant_bo | bogen | missing.from.923 | unmapped_but_in_923 | unmapped | Orphan.Boiler | Boiler.Status | Boiler.ID.NotIn.Assoc | missingPlant.assoc | missingPlant.boilerDesignData.860 | missingPlant.generation.data.923 | missingPlant.boilerFuelData.923 | flag.CACT.missingPair | missing.bf.923 | flag.ST.missing.bf.923 | flag.ST.missing.bf.923.unmapped | flag_RPM | flag_floatingGen | flag_BoilerRetired | flag_Boiler.Status | flag_923bogenCTonly | flagFuelHeat | flag_STassoc_CT_CS_CA | flag_CSassociation | flagFH_no_NG_January | flagNG_no_FH_January | flagFuelHeat_January | flagFH_no_NG_February | flagNG_no_FH_February | flagFuelHeat_February | flagFH_no_NG_March | flagNG_no_FH_March | flagFuelHeat_March | flagFH_no_NG_April | flagNG_no_FH_April | flagFuelHeat_April | flagFH_no_NG_May | flagNG_no_FH_May | flagFuelHeat_May | flagFH_no_NG_June | flagNG_no_FH_June | flagFuelHeat_June | flagFH_no_NG_July | flagNG_no_FH_July | flagFuelHeat_July | flagFH_no_NG_August | flagNG_no_FH_August | flagFuelHeat_August | flagFH_no_NG_September | flagNG_no_FH_September | flagFuelHeat_September | flagFH_no_NG_October | flagNG_no_FH_October | flagFuelHeat_October | flagFH_no_NG_November | flagNG_no_FH_November | flagFuelHeat_November | flagFH_no_NG_December | flagNG_no_FH_December | flagFuelHeat_December | flag_ManualPlant | flag_MisMatch
auto_sheet3_key |  | 2015
manualEdit | Plant.Code | bogen | Boiler.ID | Unit.Code | bga.source | Boiler.ID.Total.Fuel.Heat.January | PlantLine.Total.Fuel.Heat.January | flagNG_no_FH_January | flagFH_no_NG_January | flagFuelHeat_January | Boiler.ID.Total.Fuel.Heat.February | PlantLine.Total.Fuel.Heat.February | flagNG_no_FH_February | flagFH_no_NG_February | flagFuelHeat_February | Boiler.ID.Total.Fuel.Heat.March | PlantLine.Total.Fuel.Heat.March | flagNG_no_FH_March | flagFH_no_NG_March | flagFuelHeat_March | Boiler.ID.Total.Fuel.Heat.April | PlantLine.Total.Fuel.Heat.April | flagNG_no_FH_April | flagFH_no_NG_April | flagFuelHeat_April | Boiler.ID.Total.Fuel.Heat.May | PlantLine.Total.Fuel.Heat.May | flagNG_no_FH_May | flagFH_no_NG_May | flagFuelHeat_May | Boiler.ID.Total.Fuel.Heat.June | PlantLine.Total.Fuel.Heat.June | flagNG_no_FH_June | flagFH_no_NG_June | flagFuelHeat_June | Boiler.ID.Total.Fuel.Heat.July | PlantLine.Total.Fuel.Heat.July | flagNG_no_FH_July | flagFH_no_NG_July | flagFuelHeat_July | Boiler.ID.Total.Fuel.Heat.August | PlantLine.Total.Fuel.Heat.August | flagNG_no_FH_August | flagFH_no_NG_August | flagFuelHeat_August | Boiler.ID.Total.Fuel.Heat.September | PlantLine.Total.Fuel.Heat.September | flagNG_no_FH_September | flagFH_no_NG_September | flagFuelHeat_September | Boiler.ID.Total.Fuel.Heat.October | PlantLine.Total.Fuel.Heat.October | flagNG_no_FH_October | flagFH_no_NG_October | flagFuelHeat_October | Boiler.ID.Total.Fuel.Heat.November | PlantLine.Total.Fuel.Heat.November | flagNG_no_FH_November | flagFH_no_NG_November | flagFuelHeat_November | Boiler.ID.Total.Fuel.Heat.December | PlantLine.Total.Fuel.Heat.December | flagNG_no_FH_December | flagFH_no_NG_December | flagFuelHeat_December | missing.from.923 | flagBoiler.ID_assoc | orig_Boiler.ID_assoc | orig_Boiler.ID_bf.923 | flagBoiler.ID_bf.923 | missing.bf.923 | Reported.Prime.Mover_bf.923 | Reported.Prime.Mover_923 | Reported.Prime.Mover_860 | Reported.Fuel.Type.Code | Technology | Energy.Source.1 | unmapped_but_in_923 | unmapped | Orphan.Boiler | Boiler.Status | Boiler.Retirement.Year | Boiler.Retirement.Month | flag_BoilerRetired | flag_Boiler.Status | Boiler.ID.NotIn.Assoc | missingPlant.assoc | missingPlant.boilerDesignData.860 | missingPlant.generation.data.923 | missingPlant.boilerFuelData.923 | Reported.Prime.Mover_page1 | flag.ST.missing.bf.923 | flag.CACT.missingPair | flag_923bogenCTonly | flag.NGCC.badFuel | flag.ST.missing.bf.923.unmapped | flag_RPM | flag_floatingGen | flagFuelHeat | flag_STassoc_CT_CS_CA | flag_CSassociation | countFlags | YEAR | plant_bo | plant_bo_bf.923 | plant_bo_assoc
1 | 3686 | 3686^4 | NA | [68 empty] | ST | [30 empty] | 2015 | 3686^NA
orig_sheet4_key |  | 2015
| plant_gen | bogen | Plant.Code
| 3686^4 | 3686^1 | 3686
auto_sheet4_flags |  | 2015
| Plant.Code | plant_gen | bogen | missing.from.923 | Generator.Status | Orphan.Generator | unmapped_but_in_923 | unmapped | missingPlant.assoc | missingPlant.generator.data.860 | missingPlant.generation.data.923 | flag.CACT.missingPair | missing.bf.923 | missing.generation.data | flag.ST.missing.bf.923 | flag.ST.missing.bf.923.unmapped | flag_RPM | flag_floatingGen | flag_GeneratorRetired | flag_Generator.Status | flag_923bogenCTonly | flagFuelHeat | flag_STassoc_CT_CS_CA | flag_CSassociation | flagNetGenWithoutFuelHeat | flagFuelHeatWithoutNetGen | flagFH_no_NG_January | flagNG_no_FH_January | flagFuelHeat_January | flagFH_no_NG_February | flagNG_no_FH_February | flagFuelHeat_February | flagFH_no_NG_March | flagNG_no_FH_March | flagFuelHeat_March | flagFH_no_NG_April | flagNG_no_FH_April | flagFuelHeat_April | flagFH_no_NG_May | flagNG_no_FH_May | flagFuelHeat_May | flagFH_no_NG_June | flagNG_no_FH_June | flagFuelHeat_June | flagFH_no_NG_July | flagNG_no_FH_July | flagFuelHeat_July | flagFH_no_NG_August | flagNG_no_FH_August | flagFuelHeat_August | flagFH_no_NG_September | flagNG_no_FH_September | flagFuelHeat_September | flagFH_no_NG_October | flagNG_no_FH_October | flagFuelHeat_October | flagFH_no_NG_November | flagNG_no_FH_November | flagFuelHeat_November | flagFH_no_NG_December | flagNG_no_FH_December | flagFuelHeat_December | flag_ManualPlant | flag_MisMatch
| 3686 | 3686^4 | 3686^1 | 0 | 1 | 0 | 1 | 1 | 1 | 0 | 0 | 0 | 1 | 0 | 1 | 1 | 0 | 0 | 0 | 1 | 0 | 0 | 0 | 0 | 0 | 0 | 0 | 0 | 0 | 0 | 0 | 0 | 0 | 0 | 0 | 0 | 0 | 0 | 0 | 0 | 0 | 0 | 0 | 0 | 0 | 0 | 0 | 0 | 0 | 0 | 0 | 0 | 0 | 0 | 0 | 0 | 0 | 0 | 0 | 0 | 0 | 0 | 1 | 0
auto_sheet4_key |  | 2015
manualEdit | Plant.Code | Generator.ID | bogen | Unit.Code | bga.source | Net.Generation.mwh | Generator.ID.Total.Net.Generation.January | PlantLine.Total.Fuel.Heat.January | PlantLine.Total.Net.Generation.January | flagNG_no_FH_January | flagFH_no_NG_January | flagFuelHeat_January | Generator.ID.Total.Net.Generation.February | PlantLine.Total.Fuel.Heat.February | PlantLine.Total.Net.Generation.February | flagNG_no_FH_February | flagFH_no_NG_February | flagFuelHeat_February | Generator.ID.Total.Net.Generation.March | PlantLine.Total.Fuel.Heat.March | PlantLine.Total.Net.Generation.March | flagNG_no_FH_March | flagFH_no_NG_March | flagFuelHeat_March | Generator.ID.Total.Net.Generation.April | PlantLine.Total.Fuel.Heat.April | PlantLine.Total.Net.Generation.April | flagNG_no_FH_April | flagFH_no_NG_April | flagFuelHeat_April | Generator.ID.Total.Net.Generation.May | PlantLine.Total.Fuel.Heat.May | PlantLine.Total.Net.Generation.May | flagNG_no_FH_May | flagFH_no_NG_May | flagFuelHeat_May | Generator.ID.Total.Net.Generation.June | PlantLine.Total.Fuel.Heat.June | PlantLine.Total.Net.Generation.June | flagNG_no_FH_June | flagFH_no_NG_June | flagFuelHeat_June | Generator.ID.Total.Net.Generation.July | PlantLine.Total.Fuel.Heat.July | PlantLine.Total.Net.Generation.July | flagNG_no_FH_July | flagFH_no_NG_July | flagFuelHeat_July | Generator.ID.Total.Net.Generation.August | PlantLine.Total.Fuel.Heat.August | PlantLine.Total.Net.Generation.August | flagNG_no_FH_August | flagFH_no_NG_August | flagFuelHeat_August | Generator.ID.Total.Net.Generation.September | PlantLine.Total.Fuel.Heat.September | PlantLine.Total.Net.Generation.September | flagNG_no_FH_September | flagFH_no_NG_September | flagFuelHeat_September | Generator.ID.Total.Net.Generation.October | PlantLine.Total.Fuel.Heat.October | PlantLine.Total.Net.Generation.October | flagNG_no_FH_October | flagFH_no_NG_October | flagFuelHeat_October | Generator.ID.Total.Net.Generation.November | PlantLine.Total.Fuel.Heat.November | PlantLine.Total.Net.Generation.November | flagNG_no_FH_November | flagFH_no_NG_November | flagFuelHeat_November | Generator.ID.Total.Net.Generation.December | PlantLine.Total.Fuel.Heat.December | PlantLine.Total.Net.Generation.December | flagNG_no_FH_December | flagFH_no_NG_December | flagFuelHeat_December | missing.from.923 | orig_Generator.ID_923 | flagGenerator.ID_923 | orig_Generator.ID_860 | flagGenerator.ID_860 | flagGenerator.ID_assoc | orig_Generator.ID_assoc | missing.bf.923 | Reported.Prime.Mover_bf.923 | Reported.Prime.Mover_923 | Reported.Prime.Mover_860 | Reported.Fuel.Type.Code | Technology | Energy.Source.1 | Generator.Status | Orphan.Generator | unmapped_but_in_923 | unmapped | flag_Generator.Status | Generator.Retirement.Year | Generator.Retirement.Month | flag_GeneratorRetired | missingPlant.assoc | missingPlant.generator.data.860 | missingPlant.generation.data.923 | Reported.Prime.Mover_page1 | flag.ST.missing.bf.923 | flag.CACT.missingPair | flag_923bogenCTonly | flag.NGCC.badFuel | flag.ST.missing.bf.923.unmapped | flag_RPM | flag_floatingGen | flagNetGenWithoutFuelHeat | flagFuelHeatWithoutNetGen | flagFuelHeat | flag_STassoc_CT_CS_CA | flag_CSassociation | countFlags | YEAR | plant_gen | plant_gen.923 | plant_gen.860 | plant_gen_assoc | missing.generation.data
0 | 3686 | 4 | 3686^1 | none | fillwithGenID | 0 | 0 |  |  | 0 | 0 | 0 | 0 |  |  | 0 | 0 | 0 | 0 |  |  | 0 | 0 | 0 | 0 |  |  | 0 | 0 | 0 | 0 |  |  | 0 | 0 | 0 | 0 |  |  | 0 | 0 | 0 | 0 |  |  | 0 | 0 | 0 | 0 |  |  | 0 | 0 | 0 | 0 |  |  | 0 | 0 | 0 | 0 |  |  | 0 | 0 | 0 | 0 |  |  | 0 | 0 | 0 | 0 |  |  | 0 | 0 | 0 | FALSE | 4 | removeChar | 4 | removeChar |  |  | TRUE |  | ST | ST |  | Natural Gas Steam Turbine | NG | OS | FALSE | TRUE | TRUE | 1 |  |  |  | TRUE | FALSE | FALSE |  | 1 | FALSE | FALSE | 0 | 1 |  | 0 | 0 | 0 | 0 | 0 | 0 | 10 | 2015 | 3686^4 | 3686^4 | 3686^4 | 3686^NA | FALSE
EIA_associationTable |  | 2015
| Utility.ID | Utility.Name | Plant.Code | Plant.Name | Boiler.ID | Generator.ID | Steam.Plant.Type
generator.data.860 |  | 2015
| Utility.ID | Utility.Name | Plant.Code | Plant.Name | State | County | Generator.ID | Technology | Prime.Mover | Unit.Code | Ownership | Duct.Burners | Can.Bypass.Heat.Recovery.Steam.Generator. | RTO.ISO.LMP.Node.Designation | RTO.ISO.Location.Designation.for.Reporting.Wholesale.Sales.Data.to.FERC | Nameplate.Capacity..MW. | Nameplate.Power.Factor | Summer.Capacity..MW. | Winter.Capacity..MW. | Minimum.Load..MW. | Uprate.or.Derate.Completed.During.Year | Month.Uprate.or.Derate.Completed | Year.Uprate.or.Derate.Completed | Status | Synchronized.to.Transmission.Grid | Operating.Month | Operating.Year | Planned.Retirement.Month | Planned.Retirement.Year | Associated.with.Combined.Heat.and.Power.System | Sector.Name | Sector | Topping.or.Bottoming | Energy.Source.1 | Energy.Source.2 | Energy.Source.3 | Energy.Source.4 | Energy.Source.5 | Energy.Source.6 | Startup.Source.1 | Startup.Source.2 | Startup.Source.3 | Startup.Source.4 | Solid.Fuel.Gasification.System. | Carbon.Capture.Technology. | Turbines..Inverters..or.Hydrokinetic.Buoys | Time.from.Cold.Shutdown.to.Full.Load | Fluidized.Bed.Technology. | Pulverized.Coal.Technology. | Stoker.Technology. | Other.Combustion.Technology. | Subcritical.Technology. | Supercritical.Technology. | Ultrasupercritical.Technology. | Planned.Net.Summer.Capacity.Uprate..MW. | Planned.Net.Winter.Capacity.Uprate..MW. | Planned.Uprate.Month | Planned.Uprate.Year | Planned.Net.Summer.Capacity.Derate..MW. | Planned.Net.Winter.Capacity.Derate..MW. | Planned.Derate.Month | Planned.Derate.Year | Planned.New.Prime.Mover | Planned.Energy.Source.1 | Planned.New.Nameplate.Capacity..MW. | Planned.Repower.Month | Planned.Repower.Year | Other.Planned.Modifications. | Other.Modifications.Month | Other.Modifications.Year | Cofire.Fuels. | Switch.Between.Oil.and.Natural.Gas.
| 15444 | Provo City Corp | 3686 | Provo | UT | UTAH | 4 | Natural Gas Steam Turbine | ST |  | S | X | X |  |  | 7.5 | 0.8 | 9.2 | 9.2 | 3 | N |  |  | OS | X | 1 | 1949 |  |  | N | Electric Utility | 1 | X | NG | [9 empty] | N | N |  | OVER
| 15444 | Provo City Corp | 3686 | Provo | UT | UTAH | 5 | Natural Gas Internal Combustion Engine | IC |  | S | X | X |  |  | 2.5 | 0.8 | 2.5 | 2.5 | 0.5 | N |  |  | OP | X | 5 | 1980 |  |  | N | Electric Utility | 1 | X | NG | DFO | [9 empty] | N |  | 10M | [20 empty] | N |  |  | N | Y
| 15444 | Provo City Corp | 3686 | Provo | UT | UTAH | 6 | Natural Gas Internal Combustion Engine | IC |  | S | X | X |  |  | 2.5 | 0.8 | 2.5 | 2.5 | 0.5 | N |  |  | OP | X | 5 | 1980 |  |  | N | Electric Utility | 1 | X | NG | DFO |  |  |  |  | DFO |  |  |  | N | N |  | 10M | [20 empty] | N |  |  | Y | Y
| 15444 | Provo City Corp | 3686 | Provo | UT | UTAH | 7 | Natural Gas Internal Combustion Engine | IC |  | S | X | X |  |  | 2.5 | 0.8 | 2.5 | 2.5 | 0.5 | N |  |  | OP | X | 5 | 1980 |  |  | N | Electric Utility | 1 | X | NG | DFO |  |  |  |  | DFO |  |  |  | N | N |  | 10M | [20 empty] | N |  |  | Y | Y
| 15444 | Provo City Corp | 3686 | Provo | UT | UTAH | 8 | Natural Gas Internal Combustion Engine | IC |  | S | X | X |  |  | 2.5 | 0.8 | 2.5 | 2.5 | 0.5 | N |  |  | OP | X | 5 | 1980 |  |  | N | Electric Utility | 1 | X | NG | DFO |  |  |  |  | DFO |  |  |  | N | N |  | 10M | [20 empty] | N |  |  | Y | Y
retiredGenerators.860 |  | 2015
| Utility.ID | Utility.Name | Plant.Code | Plant.Name | State | County | Generator.ID | Technology | Prime.Mover | Unit.Code | Ownership | Duct.Burners | Can.Bypass.Heat.Recovery.Steam.Generator. | RTO.ISO.LMP.Node.Designation | RTO.ISO.Location.Designation.for.Reporting.Wholesale.Sales.Data.to.FERC | Nameplate.Capacity..MW. | Nameplate.Power.Factor | Summer.Capacity..MW. | Winter.Capacity..MW. | Minimum.Load..MW. | Uprate.or.Derate.Completed.During.Year | Month.Uprate.or.Derate.Completed | Year.Uprate.or.Derate.Completed | Status | Synchronized.to.Transmission.Grid | Operating.Month | Operating.Year | Retirement.Month | Retirement.Year | Associated.with.Combined.Heat.and.Power.System | Sector.Name | Sector | Topping.or.Bottoming | Energy.Source.1 | Energy.Source.2 | Energy.Source.3 | Energy.Source.4 | Energy.Source.5 | Energy.Source.6 | Startup.Source.1 | Startup.Source.2 | Startup.Source.3 | Startup.Source.4 | Solid.Fuel.Gasification.System. | Carbon.Capture.Technology. | Turbines..Inverters..or.Hydrokinetic.Buoys | Time.from.Cold.Shutdown.to.Full.Load | Fluidized.Bed.Technology. | Pulverized.Coal.Technology. | Stoker.Technology. | Other.Combustion.Technology. | Subcritical.Technology. | Supercritical.Technology. | Ultrasupercritical.Technology. | Cofire.Fuels. | Switch.Between.Oil.and.Natural.Gas.
Boiler_InfoDesign_Parameters.860 |  | 2015
| Utility.ID | Utility.Name | Plant.Code | Plant.Name | State | Boiler.ID | Boiler.Status | Type.of.Boiler | Inservice.Month | Inservice.Year | Retirement.Month | Retirement.Year | Firing.Type.1 | Firing.Type.2 | Firing.Type.3 | Max.Steam.Flow..Thousand.Pounds.per.Hour. | Firing.Rate.Using.Coal..0.1.Tons.per.Hour. | Firing.Rate.Using.Petroleum..0.1.Barrels.per.Hour. | Firing.Rate.Using.Gas..0.1.MCF.per.Hour. | Firing.Rate.Using.Other.Fuels | Waste.Heat.Input..Million.BTU.per.Hour. | Primary.Fuel.1 | Primary.Fuel.2 | Primary.Fuel.3 | Primary.Fuel.4 | Turndown.Ratio | Efficiency.100..Load | Efficiency.50..Load | Air.Flow.100..Load..Cubic.Feet.per.Minute. | Wet.Dry.Bottom | Fly.Ash.Reinjection | Steam.Plant.Type | missingData
boilerFuelData_923 |  | 2015
| Plant.Code | Combined.Heat.And..Power.Plant | Plant.Name | Operator.Name | Operator.Id | Plant.State | Census.Region | NERC.Region | NAICS.Code | Sector.Number | Sector.Name | Boiler.ID | Reported.Prime.Mover | Reported.Fuel.Type.Code | Physical.Unit.Label | Quantity.Of.Fuel.Consumed.January | Quantity.Of.Fuel.Consumed.February | Quantity.Of.Fuel.Consumed.March | Quantity.Of.Fuel.Consumed.April | Quantity.Of.Fuel.Consumed.May | Quantity.Of.Fuel.Consumed.June | Quantity.Of.Fuel.Consumed.July | Quantity.Of.Fuel.Consumed.August | Quantity.Of.Fuel.Consumed.September | Quantity.Of.Fuel.Consumed.October | Quantity.Of.Fuel.Consumed.November | Quantity.Of.Fuel.Consumed.December | MMbtu.Per.Unit.January | MMbtu.Per.Unit.February | MMbtu.Per.Unit.March | MMbtu.Per.Unit.April | MMbtu.Per.Unit.May | MMbtu.Per.Unit.June | MMbtu.Per.Unit.July | MMbtu.Per.Unit.August | MMbtu.Per.Unit.September | MMbtu.Per.Unit.October | MMbtu.Per.Unit.November | MMbtu.Per.Unit.December | Sulfur.Content.January | Sulfur.Content.February | Sulfur.Content.March | Sulfur.Content.April | Sulfur.Content.May | Sulfur.Content.June | Sulfur.Content.July | Sulfur.Content.August | Sulfur.Content.September | Sulfur.Content.October | Sulfur.Content.November | Sulfur.Content.December | Ash.Content.January | Ash.Content.February | Ash.Content.March | Ash.Content.April | Ash.Content.May | Ash.Content.June | Ash.Content.July | Ash.Content.August | Ash.Content.September | Ash.Content.October | Ash.Content.November | Ash.Content.December | Total.Fuel.Consumption.Quantity | YEAR | missingData
| 3686 | N | Provo | Provo City Corp | 15444 | UT | MTN | WECC | 22 | 1 | Electric Utility |  | ST | NG | Mcf | 0 | 0 | 0 | 0 | 0 | 0 | 0 | 0 | 0 | 0 | 0 | 0 | 0 | 0 | 0 | 0 | 0 | 0 | 0 | 0 | 0 | 0 | 0 | 0 | 0 | 0 | 0 | 0 | 0 | 0 | 0 | 0 | 0 | 0 | 0 | 0 | 0 | 0 | 0 | 0 | 0 | 0 | 0 | 0 | 0 | 0 | 0 | 0 | 0 | 2015 | 45
generation.data.923 |  | 2015
| Plant.Code | Combined.Heat.And.Power.Plant | Plant.Name | Operator.Name | Operator.Id | Plant.State | Census.Region | NERC.Region | NAICS.Code | Sector.Number | Sector.Name | Generator.ID | Reported.Prime.Mover | Net.Generation.January | Net.Generation.February | Net.Generation.March | Net.Generation.April | Net.Generation.May | Net.Generation.June | Net.Generation.July | Net.Generation.August | Net.Generation.September | Net.Generation.October | Net.Generation.November | Net.Generation.December | Net.Generation.Year.To.Date | YEAR | missingData
| 3686 | N | Provo | Provo City Corp | 15444 | UT | MTN | WECC | 22 | 1 | Electric Utility | 4 | ST | 0 | 0 | 0 | 0 | 0 | 0 | 0 | 0 | 0 | 0 | 0 | 0 | 0 | 2015 | 11
page1GenFuelData.923 |  | 2015
| Plant.Code | Combined.Heat.And.Power.Plant | Nuclear.Unit.Id | Plant.Name | Operator.Name | Operator.Id | Plant.State | Census.Region | NERC.Region | Reserved | NAICS.Code | EIA.Sector.Number | Sector.Name | Reported.Prime.Mover | Reported.Fuel.Type.Code | AER.Fuel.Type.Code | Reserved.1 | Reserved.2 | Physical.Unit.Label | Quantity.January | Quantity.February | Quantity.March | Quantity.April | Quantity.May | Quantity.June | Quantity.July | Quantity.August | Quantity.September | Quantity.October | Quantity.November | Quantity.December | Elec_Quantity.January | Elec_Quantity.February | Elec_Quantity.March | Elec_Quantity.April | Elec_Quantity.May | Elec_Quantity.June | Elec_Quantity.July | Elec_Quantity.August | Elec_Quantity.September | Elec_Quantity.October | Elec_Quantity.November | Elec_Quantity.December | MMBtuPer_Unit.January | MMBtuPer_Unit.February | MMBtuPer_Unit.March | MMBtuPer_Unit.April | MMBtuPer_Unit.May | MMBtuPer_Unit.June | MMBtuPer_Unit.July | MMBtuPer_Unit.August | MMBtuPer_Unit.September | MMBtuPer_Unit.October | MMBtuPer_Unit.November | MMBtuPer_Unit.December | Tot_MMBtu.January | Tot_MMBtu.February | Tot_MMBtu.March | Tot_MMBtu.April | Tot_MMBtu.May | Tot_MMBtu.June | Tot_MMBtu.July | Tot_MMBtu.August | Tot_MMBtu.September | Tot_MMBtu.October | Tot_MMBtu.November | Tot_MMBtu.December | Elec_MMBtu.January | Elec_MMBtu.February | Elec_MMBtu.March | Elec_MMBtu.April | Elec_MMBtu.May | Elec_MMBtu.June | Elec_MMBtu.July | Elec_MMBtu.August | Elec_MMBtu.September | Elec_MMBtu.October | Elec_MMBtu.November | Elec_MMBtu.December | Netgen.January | Netgen.February | Netgen.March | Netgen.April | Netgen.May | Netgen.June | Netgen.July | Netgen.August | Netgen.September | Netgen.October | Netgen.November | Netgen.December | Total.Fuel.Consumption.Quantity | Electric.Fuel.Consumption.Quantity | Total.Fuel.Consumption.MMBtu | Elec.Fuel.Consumption.MMBtu | Net.Generation..Megawatthours. | YEAR | missingData
| 3686 | N | . | Provo | Provo City Corp | 15444 | UT | MTN | WECC |  | 22 | 1 | Electric Utility | IC | BIT | COL |  |  | short tons | 0 | 0 | 0 | 0 | 0 | 0 | 0 | 0 | 0 | 0 | 0 | 0 | 0 | 0 | 0 | 0 | 0 | 0 | 0 | 0 | 0 | 0 | 0 | 0 | 0 | 0 | 0 | 0 | 0 | 0 | 0 | 0 | 0 | 0 | 0 | 0 | 0 | 0 | 0 | 0 | 0 | 0 | 0 | 0 | 0 | 0 | 0 | 0 | 0 | 0 | 0 | 0 | 0 | 0 | 0 | 0 | 0 | 0 | 0 | 0 | 0 | 0 | 0 | 0 | 0 | 0 | 0 | 0 | 0 | 0 | 0 | 0 | 0 | 0 | 0 | 0 | 0 | 2015 | 0
| 3686 | N | . | Provo | Provo City Corp | 15444 | UT | MTN | WECC |  | 22 | 1 | Electric Utility | IC | DFO | DFO |  |  | barrels | 6 | 4 | 6 | 18 | 8 | 6 | 11 | 9 | 5 | 11 | 10 | 6 | 6 | 4 | 6 | 18 | 8 | 6 | 11 | 9 | 5 | 11 | 10 | 6 | 6 | 6 | 6 | 6 | 6 | 6 | 6 | 6 | 6 | 6 | 6 | 6 | 36 | 24 | 36 | 108 | 48 | 36 | 66 | 54 | 30 | 66 | 60 | 36 | 36 | 24 | 36 | 108 | 48 | 36 | 66 | 54 | 30 | 66 | 60 | 36 | 2.887 | 2.16 | 3.019 | 9.895 | 4.447 | 3.091 | 6.016 | 4.931 | 2.673 | 5.633 | 5.48 | 3.396 | 100 | 100 | 600 | 600 | 53.628 | 2015 | 0
| 3686 | N | . | Provo | Provo City Corp | 15444 | UT | MTN | WECC |  | 22 | 1 | Electric Utility | IC | NG | NG |  |  | mcf | 368 | 307 | 322 | 366 | 440 | 506 | 527 | 561 | 475 | 406 | 454 | 497 | 368 | 307 | 322 | 366 | 440 | 506 | 527 | 561 | 475 | 406 | 454 | 497 | 1 | 1 | 1 | 1 | 1 | 1 | 1 | 1 | 1 | 1 | 1 | 1 | 368 | 307 | 322 | 366 | 440 | 506 | 527 | 561 | 475 | 406 | 454 | 497 | 368 | 307 | 322 | 366 | 440 | 506 | 527 | 561 | 475 | 406 | 454 | 497 | 32.921 | 27.422 | 28.813 | 32.719 | 39.321 | 45.202 | 47.107 | 50.142 | 42.413 | 36.307 | 40.617 | 44.388 | 5229 | 5229 | 5229 | 5229 | 467.372 | 2015 | 0
| 3686 | N | . | Provo | Provo City Corp | 15444 | UT | MTN | WECC |  | 22 | 1 | Electric Utility | ST | NG | NG |  |  | mcf | 0 | 0 | 0 | 0 | 0 | 0 | 0 | 0 | 0 | 0 | 0 | 0 | 0 | 0 | 0 | 0 | 0 | 0 | 0 | 0 | 0 | 0 | 0 | 0 | 0 | 0 | 0 | 0 | 0 | 0 | 0 | 0 | 0 | 0 | 0 | 0 | 0 | 0 | 0 | 0 | 0 | 0 | 0 | 0 | 0 | 0 | 0 | 0 | 0 | 0 | 0 | 0 | 0 | 0 | 0 | 0 | 0 | 0 | 0 | 0 | 0 | 0 | 0 | 0 | 0 | 0 | 0 | 0 | 0 | 0 | 0 | 0 | 0 | 0 | 0 | 0 | 0 | 2015 | 0
FuelHeatByLine |  | 2015
| Plant.Code | Boiler.ID | bogen | Reported.Prime.Mover_bf.923 | Reported.Fuel.Type.Code | Fuel.Heat.January | Fuel.Heat.February | Fuel.Heat.March | Fuel.Heat.April | Fuel.Heat.May | Fuel.Heat.June | Fuel.Heat.July | Fuel.Heat.August | Fuel.Heat.September | Fuel.Heat.October | Fuel.Heat.November | Fuel.Heat.December | YEAR
NetGenByLine |  | 2015
| Plant.Code | Generator.ID | bogen | Reported.Prime.Mover | Net.Generation.Year.To.Date | Net.Generation.January | Net.Generation.February | Net.Generation.March | Net.Generation.April | Net.Generation.May | Net.Generation.June | Net.Generation.July | Net.Generation.August | Net.Generation.September | Net.Generation.October | Net.Generation.November | Net.Generation.December | YEAR
| 3686 | 4 | 3686^1 | ST | 0 | 0 | 0 | 0 | 0 | 0 | 0 | 0 | 0 | 0 | 0 | 0 | 0 | 2015
FuelHeatByBoilerID |  | 2015
| Plant.Code | Boiler.ID | bogen | Reported.Prime.Mover_bf.923 | flagFuelHeat | Boiler.ID.Total.Fuel.Heat.January | Boiler.ID.Total.Fuel.Heat.February | Boiler.ID.Total.Fuel.Heat.March | Boiler.ID.Total.Fuel.Heat.April | Boiler.ID.Total.Fuel.Heat.May | Boiler.ID.Total.Fuel.Heat.June | Boiler.ID.Total.Fuel.Heat.July | Boiler.ID.Total.Fuel.Heat.August | Boiler.ID.Total.Fuel.Heat.September | Boiler.ID.Total.Fuel.Heat.October | Boiler.ID.Total.Fuel.Heat.November | Boiler.ID.Total.Fuel.Heat.December | YEAR
NetGenByGeneratorID |  | 2015
| Plant.Code | Generator.ID | bogen | Reported.Prime.Mover_923 | Net.Generation.mwh | Generator.ID.Total.Net.Generation.January | Generator.ID.Total.Net.Generation.February | Generator.ID.Total.Net.Generation.March | Generator.ID.Total.Net.Generation.April | Generator.ID.Total.Net.Generation.May | Generator.ID.Total.Net.Generation.June | Generator.ID.Total.Net.Generation.July | Generator.ID.Total.Net.Generation.August | Generator.ID.Total.Net.Generation.September | Generator.ID.Total.Net.Generation.October | Generator.ID.Total.Net.Generation.November | Generator.ID.Total.Net.Generation.December | YEAR
| 3686 | 4 | 3686^1 | ST | 0 | 0 | 0 | 0 | 0 | 0 | 0 | 0 | 0 | 0 | 0 | 0 | 0 | 2015
FuelHeatByBogen |  | 2015
| Plant.Code | blankCol | bogen | Reported.Prime.Mover_bf.923 | flagFuelHeat | Bogen.Total.Fuel.Heat.January | Bogen.Total.Fuel.Heat.February | Bogen.Total.Fuel.Heat.March | Bogen.Total.Fuel.Heat.April | Bogen.Total.Fuel.Heat.May | Bogen.Total.Fuel.Heat.June | Bogen.Total.Fuel.Heat.July | Bogen.Total.Fuel.Heat.August | Bogen.Total.Fuel.Heat.September | Bogen.Total.Fuel.Heat.October | Bogen.Total.Fuel.Heat.November | Bogen.Total.Fuel.Heat.December | YEAR
| 3686 |  | 3686^1 |  |  | 0 | 0 | 0 | 0 | 0 | 0 | 0 | 0 | 0 | 0 | 0 | 0 | 2015
NetGenByBogen |  | 2015
| Plant.Code | blankCol | bogen | Reported.Prime.Mover_923 | Net.Generation.mwh | Bogen.Total.Net.Generation.January | Bogen.Total.Net.Generation.February | Bogen.Total.Net.Generation.March | Bogen.Total.Net.Generation.April | Bogen.Total.Net.Generation.May | Bogen.Total.Net.Generation.June | Bogen.Total.Net.Generation.July | Bogen.Total.Net.Generation.August | Bogen.Total.Net.Generation.September | Bogen.Total.Net.Generation.October | Bogen.Total.Net.Generation.November | Bogen.Total.Net.Generation.December | YEAR
| 3686 |  | 3686^1 | ST | 0 | 0 | 0 | 0 | 0 | 0 | 0 | 0 | 0 | 0 | 0 | 0 | 0 | 2015
ThermalEfficiencyByBogen |  | 2015
| Plant.Code | blankCol | bogen | Reported.Prime.Mover_923 | Net.Generation.mwh | ThermalEfficiency.January | ThermalEfficiency.February | ThermalEfficiency.March | ThermalEfficiency.April | ThermalEfficiency.May | ThermalEfficiency.June | ThermalEfficiency.July | ThermalEfficiency.August | ThermalEfficiency.September | ThermalEfficiency.October | ThermalEfficiency.November | ThermalEfficiency.December | YEAR
| 3686 |  | 3686^1 | ST | 0 | 0 | 0 | 0 | 0 | 0 | 0 | 0 | 0 | 0 | 0 | 0 | 0 | 2015

## 7242
2015 | Plant.Code | orig_sheet3_key | auto_sheet3_flags | auto_sheet3_key | orig_sheet4_key | auto_sheet4_flags | auto_sheet4_key | EIA_associationTable | generator.data.860 | retiredGenerators.860 | Boiler_InfoDesign_Parameters.860 | boilerFuelData_923 | generation.data.923 | page1GenFuelData.923 | FuelHeatByLine | NetGenByLine | FuelHeatByBoilerID | NetGenByGeneratorID | FuelHeatByBogen | NetGenByBogen | ThermalEfficiencyByBogen
#Rows | 7242 | 8 | 7 | 7 | 2 | 2 | 2 | 6 | 6 | 4 | 6 | 16 | 2 | 11 | 14 | 2 | 7 | 2 | 6 | 6 | 6
orig_sheet3_key |  | 2015
| plant_bo | bogen | Plant.Code
| 7242^1A | 7242^1 | 7242
| 7242^1B | 7242^1 | 7242
| 7242^1C | 7242^1 | 7242
| 7242^1CT | 7242^1 | 7242
| 7242^2A | 7242^1 | 7242
| 7242^2B | 7242^1 | 7242
| 7242^2C | 7242^1 | 7242
| 7242^NA | 7242^1 | 7242
auto_sheet3_flags |  | 2015
| Plant.Code | plant_bo | bogen | missing.from.923 | unmapped_but_in_923 | unmapped | Orphan.Boiler | Boiler.Status | Boiler.ID.NotIn.Assoc | missingPlant.assoc | missingPlant.boilerDesignData.860 | missingPlant.generation.data.923 | missingPlant.boilerFuelData.923 | flag.CACT.missingPair | missing.bf.923 | flag.ST.missing.bf.923 | flag.ST.missing.bf.923.unmapped | flag_RPM | flag_floatingGen | flag_BoilerRetired | flag_Boiler.Status | flag_923bogenCTonly | flagFuelHeat | flag_STassoc_CT_CS_CA | flag_CSassociation | flagFH_no_NG_January | flagNG_no_FH_January | flagFuelHeat_January | flagFH_no_NG_February | flagNG_no_FH_February | flagFuelHeat_February | flagFH_no_NG_March | flagNG_no_FH_March | flagFuelHeat_March | flagFH_no_NG_April | flagNG_no_FH_April | flagFuelHeat_April | flagFH_no_NG_May | flagNG_no_FH_May | flagFuelHeat_May | flagFH_no_NG_June | flagNG_no_FH_June | flagFuelHeat_June | flagFH_no_NG_July | flagNG_no_FH_July | flagFuelHeat_July | flagFH_no_NG_August | flagNG_no_FH_August | flagFuelHeat_August | flagFH_no_NG_September | flagNG_no_FH_September | flagFuelHeat_September | flagFH_no_NG_October | flagNG_no_FH_October | flagFuelHeat_October | flagFH_no_NG_November | flagNG_no_FH_November | flagFuelHeat_November | flagFH_no_NG_December | flagNG_no_FH_December | flagFuelHeat_December | flag_ManualPlant | flag_MisMatch
| 7242 | 7242^1A | 7242^5 | 0 | 0 | 0 | 0 | 0 | 0 | 0 | 0 | 0 | 0 | 0 | 0 | 0 | 0 | 0 | 0 | 0 | 0 | 0 | 1 | 0 | 0 | 0 | 0 | 1 | 0 | 0 | 1 | 0 | 0 | 1 | 1 | 0 | 0 | 0 | 0 | 0 | 0 | 0 | 1 | 0 | 0 | 1 | 0 | 0 | 1 | 0 | 0 | 1 | 0 | 0 | 1 | 0 | 0 | 1 | 0 | 0 | 1 | 1 | 0
| 7242 | 7242^1B | 7242^5 | 0 | 0 | 0 | 0 | 0 | 0 | 0 | 0 | 0 | 0 | 0 | 0 | 0 | 0 | 0 | 0 | 0 | 0 | 0 | 1 | 0 | 0 | 0 | 0 | 1 | 0 | 0 | 1 | 0 | 0 | 1 | 1 | 0 | 0 | 0 | 0 | 0 | 0 | 0 | 1 | 0 | 0 | 1 | 0 | 0 | 1 | 0 | 0 | 1 | 0 | 0 | 1 | 0 | 0 | 1 | 0 | 0 | 1 | 1 | 0
| 7242 | 7242^1C | 7242^5 | 0 | 0 | 0 | 0 | 0 | 0 | 0 | 0 | 0 | 0 | 0 | 0 | 0 | 0 | 0 | 0 | 0 | 0 | 0 | 1 | 0 | 0 | 0 | 0 | 1 | 0 | 0 | 1 | 0 | 0 | 1 | 1 | 0 | 0 | 0 | 0 | 0 | 0 | 0 | 1 | 0 | 0 | 1 | 0 | 0 | 1 | 0 | 0 | 1 | 0 | 0 | 1 | 0 | 0 | 1 | 0 | 0 | 1 | 1 | 0
| 7242 | 7242^1CT | 7242^5 | 0 | 0 | 0 | 0 | 0 | 1 | 0 | 0 | 0 | 0 | 0 | 0 | 0 | 0 | 0 | 0 | 0 | 0 | 0 | 1 | 0 | 0 | 0 | 0 | 1 | 0 | 0 | 1 | 0 | 0 | 1 | 1 | 0 | 0 | 0 | 0 | 0 | 0 | 0 | 1 | 0 | 0 | 1 | 0 | 0 | 1 | 0 | 0 | 1 | 0 | 0 | 1 | 0 | 0 | 1 | 0 | 0 | 1 | 1 | 0
| 7242 | 7242^2A | 7242^5 | 0 | 0 | 0 | 0 | 0 | 0 | 0 | 0 | 0 | 0 | 0 | 0 | 0 | 0 | 0 | 0 | 0 | 0 | 0 | 1 | 0 | 0 | 0 | 0 | 1 | 0 | 0 | 1 | 0 | 0 | 1 | 1 | 0 | 0 | 0 | 0 | 0 | 0 | 0 | 1 | 0 | 0 | 1 | 0 | 0 | 1 | 0 | 0 | 1 | 0 | 0 | 1 | 0 | 0 | 1 | 0 | 0 | 1 | 1 | 0
| 7242 | 7242^2B | 7242^5 | 0 | 0 | 0 | 0 | 0 | 0 | 0 | 0 | 0 | 0 | 0 | 0 | 0 | 0 | 0 | 0 | 0 | 0 | 0 | 1 | 0 | 0 | 0 | 0 | 1 | 0 | 0 | 1 | 0 | 0 | 1 | 1 | 0 | 0 | 0 | 0 | 0 | 0 | 0 | 1 | 0 | 0 | 1 | 0 | 0 | 1 | 0 | 0 | 1 | 0 | 0 | 1 | 0 | 0 | 1 | 0 | 0 | 1 | 1 | 0
| 7242 | 7242^2C | 7242^5 | 0 | 0 | 0 | 0 | 0 | 0 | 0 | 0 | 0 | 0 | 0 | 0 | 0 | 0 | 0 | 0 | 0 | 0 | 0 | 1 | 0 | 0 | 0 | 0 | 1 | 0 | 0 | 1 | 0 | 0 | 1 | 1 | 0 | 0 | 0 | 0 | 0 | 0 | 0 | 1 | 0 | 0 | 1 | 0 | 0 | 1 | 0 | 0 | 1 | 0 | 0 | 1 | 0 | 0 | 1 | 0 | 0 | 1 | 1 | 0
auto_sheet3_key |  | 2015
manualEdit | Plant.Code | bogen | Boiler.ID | Unit.Code | bga.source | Boiler.ID.Total.Fuel.Heat.January | PlantLine.Total.Fuel.Heat.January | flagNG_no_FH_January | flagFH_no_NG_January | flagFuelHeat_January | Boiler.ID.Total.Fuel.Heat.February | PlantLine.Total.Fuel.Heat.February | flagNG_no_FH_February | flagFH_no_NG_February | flagFuelHeat_February | Boiler.ID.Total.Fuel.Heat.March | PlantLine.Total.Fuel.Heat.March | flagNG_no_FH_March | flagFH_no_NG_March | flagFuelHeat_March | Boiler.ID.Total.Fuel.Heat.April | PlantLine.Total.Fuel.Heat.April | flagNG_no_FH_April | flagFH_no_NG_April | flagFuelHeat_April | Boiler.ID.Total.Fuel.Heat.May | PlantLine.Total.Fuel.Heat.May | flagNG_no_FH_May | flagFH_no_NG_May | flagFuelHeat_May | Boiler.ID.Total.Fuel.Heat.June | PlantLine.Total.Fuel.Heat.June | flagNG_no_FH_June | flagFH_no_NG_June | flagFuelHeat_June | Boiler.ID.Total.Fuel.Heat.July | PlantLine.Total.Fuel.Heat.July | flagNG_no_FH_July | flagFH_no_NG_July | flagFuelHeat_July | Boiler.ID.Total.Fuel.Heat.August | PlantLine.Total.Fuel.Heat.August | flagNG_no_FH_August | flagFH_no_NG_August | flagFuelHeat_August | Boiler.ID.Total.Fuel.Heat.September | PlantLine.Total.Fuel.Heat.September | flagNG_no_FH_September | flagFH_no_NG_September | flagFuelHeat_September | Boiler.ID.Total.Fuel.Heat.October | PlantLine.Total.Fuel.Heat.October | flagNG_no_FH_October | flagFH_no_NG_October | flagFuelHeat_October | Boiler.ID.Total.Fuel.Heat.November | PlantLine.Total.Fuel.Heat.November | flagNG_no_FH_November | flagFH_no_NG_November | flagFuelHeat_November | Boiler.ID.Total.Fuel.Heat.December | PlantLine.Total.Fuel.Heat.December | flagNG_no_FH_December | flagFH_no_NG_December | flagFuelHeat_December | missing.from.923 | flagBoiler.ID_assoc | orig_Boiler.ID_assoc | orig_Boiler.ID_bf.923 | flagBoiler.ID_bf.923 | missing.bf.923 | Reported.Prime.Mover_bf.923 | Reported.Prime.Mover_923 | Reported.Prime.Mover_860 | Reported.Fuel.Type.Code | Technology | Energy.Source.1 | unmapped_but_in_923 | unmapped | Orphan.Boiler | Boiler.Status | Boiler.Retirement.Year | Boiler.Retirement.Month | flag_BoilerRetired | flag_Boiler.Status | Boiler.ID.NotIn.Assoc | missingPlant.assoc | missingPlant.boilerDesignData.860 | missingPlant.generation.data.923 | missingPlant.boilerFuelData.923 | Reported.Prime.Mover_page1 | flag.ST.missing.bf.923 | flag.CACT.missingPair | flag_923bogenCTonly | flag.NGCC.badFuel | flag.ST.missing.bf.923.unmapped | flag_RPM | flag_floatingGen | flagFuelHeat | flag_STassoc_CT_CS_CA | flag_CSassociation | countFlags | YEAR | plant_bo | plant_bo_bf.923 | plant_bo_assoc
0 | 7242 | 7242^5 | 1A | CC1 | eia860.org | 71393.336 |  | 0 | 0 | 1 | 70844.564 |  | 0 | 0 | 1 | 17133.123 |  | 0 | 0 | 1 | 0 |  | 0 | 1 | 0 | 0 |  | 0 | 0 | 0 | 6063.234 |  | 0 | 0 | 1 | 62710.688 |  | 0 | 0 | 1 | 53166.08 |  | 0 | 0 | 1 | 64919.594 |  | 0 | 0 | 1 | 34301.733 |  | 0 | 0 | 1 | 67215.182 |  | 0 | 0 | 1 | 86471.54 |  | 0 | 0 | 1 | FALSE | removeChar | 1A | 1A | removeChar | FALSE | CA | CA | CA | SGC | Coal Integrated Gasification Combined Cycle | BIT | FALSE | FALSE | FALSE | OP |  |  |  | 0 | 0 | FALSE | FALSE | FALSE | FALSE |  | 0 | FALSE | FALSE | 1 | 0 |  | 0 | 10 | 0 | 0 | 16 | 2015 | 7242^1A | 7242^1A | 7242^1A
0 | 7242 | 7242^5 | 1B | CC1 | eia860.org | 71393.336 |  | 0 | 0 | 1 | 70844.564 |  | 0 | 0 | 1 | 17133.123 |  | 0 | 0 | 1 | 0 |  | 0 | 1 | 0 | 0 |  | 0 | 0 | 0 | 6063.234 |  | 0 | 0 | 1 | 62710.688 |  | 0 | 0 | 1 | 53166.08 |  | 0 | 0 | 1 | 64919.594 |  | 0 | 0 | 1 | 34301.733 |  | 0 | 0 | 1 | 67215.182 |  | 0 | 0 | 1 | 86471.54 |  | 0 | 0 | 1 | FALSE | removeChar | 1B | 1B | removeChar | FALSE | CA | CA | CA | BIT | Coal Integrated Gasification Combined Cycle | BIT | FALSE | FALSE | FALSE | OP |  |  |  | 0 | 0 | FALSE | FALSE | FALSE | FALSE |  | 0 | FALSE | FALSE | 1 | 0 |  | 0 | 10 | 0 | 0 | 16 | 2015 | 7242^1B | 7242^1B | 7242^1B
0 | 7242 | 7242^5 | 1C | CC1 | eia860.org | 71393.336 |  | 0 | 0 | 1 | 70844.564 |  | 0 | 0 | 1 | 17133.123 |  | 0 | 0 | 1 | 0 |  | 0 | 1 | 0 | 0 |  | 0 | 0 | 0 | 6063.234 |  | 0 | 0 | 1 | 62710.688 |  | 0 | 0 | 1 | 53166.08 |  | 0 | 0 | 1 | 64919.594 |  | 0 | 0 | 1 | 34301.733 |  | 0 | 0 | 1 | 67215.182 |  | 0 | 0 | 1 | 86471.54 |  | 0 | 0 | 1 | FALSE | removeChar | 1C | 1C | removeChar | FALSE | CA | CA | CA | SGC | Coal Integrated Gasification Combined Cycle | BIT | FALSE | FALSE | FALSE | OP |  |  |  | 0 | 0 | FALSE | FALSE | FALSE | FALSE |  | 0 | FALSE | FALSE | 1 | 0 |  | 0 | 10 | 0 | 0 | 16 | 2015 | 7242^1C | 7242^1C | 7242^1C
0 | 7242 | 7242^5 | 1CT | CC1 | eia860.org | 1213419.856 |  | 0 | 0 | 1 | 1098515.086 |  | 0 | 0 | 1 | 352011.846 |  | 0 | 0 | 1 | 3175.815 |  | 0 | 1 | 0 | 548801.4 |  | 0 | 0 | 0 | 815478.113 |  | 0 | 0 | 1 | 966593.037 |  | 0 | 0 | 1 | 698480.221 |  | 0 | 0 | 1 | 1064540.508 |  | 0 | 0 | 1 | 519633.296 |  | 0 | 0 | 1 | 1143441.673 |  | 0 | 0 | 1 | 1161680.072 |  | 0 | 0 | 1 | FALSE |  |  | 1CT | removeChar | FALSE | CT | CA | CA | NG | Coal Integrated Gasification Combined Cycle | BIT | FALSE | FALSE | FALSE |  |  |  |  | 0 | 1 | FALSE | FALSE | FALSE | FALSE |  | 0 | FALSE | FALSE | 1 | 0 |  | 0 | 10 | 0 | 0 | 16 | 2015 | 7242^1CT | 7242^1CT | 7242^NA
0 | 7242 | 7242^5 | 2A | CC1 | eia860.org | 71393.336 |  | 0 | 0 | 1 | 70844.564 |  | 0 | 0 | 1 | 17133.123 |  | 0 | 0 | 1 | 0 |  | 0 | 1 | 0 | 0 |  | 0 | 0 | 0 | 6063.234 |  | 0 | 0 | 1 | 62710.688 |  | 0 | 0 | 1 | 53166.08 |  | 0 | 0 | 1 | 64919.594 |  | 0 | 0 | 1 | 34301.733 |  | 0 | 0 | 1 | 67215.182 |  | 0 | 0 | 1 | 86471.54 |  | 0 | 0 | 1 | FALSE | removeChar | 2A | 2A | removeChar | FALSE | CA | CA | CA | BIT | Coal Integrated Gasification Combined Cycle | BIT | FALSE | FALSE | FALSE | OP |  |  |  | 0 | 0 | FALSE | FALSE | FALSE | FALSE |  | 0 | FALSE | FALSE | 1 | 0 |  | 0 | 10 | 0 | 0 | 16 | 2015 | 7242^2A | 7242^2A | 7242^2A
0 | 7242 | 7242^5 | 2B | CC1 | eia860.org | 71393.336 |  | 0 | 0 | 1 | 70844.564 |  | 0 | 0 | 1 | 17133.123 |  | 0 | 0 | 1 | 0 |  | 0 | 1 | 0 | 0 |  | 0 | 0 | 0 | 6063.234 |  | 0 | 0 | 1 | 62710.688 |  | 0 | 0 | 1 | 53166.08 |  | 0 | 0 | 1 | 64919.594 |  | 0 | 0 | 1 | 34301.733 |  | 0 | 0 | 1 | 67215.182 |  | 0 | 0 | 1 | 86471.54 |  | 0 | 0 | 1 | FALSE | removeChar | 2B | 2B | removeChar | FALSE | CA | CA | CA | BIT | Coal Integrated Gasification Combined Cycle | BIT | FALSE | FALSE | FALSE | OP |  |  |  | 0 | 0 | FALSE | FALSE | FALSE | FALSE |  | 0 | FALSE | FALSE | 1 | 0 |  | 0 | 10 | 0 | 0 | 16 | 2015 | 7242^2B | 7242^2B | 7242^2B
0 | 7242 | 7242^5 | 2C | CC1 | eia860.org | 71393.336 |  | 0 | 0 | 1 | 70844.564 |  | 0 | 0 | 1 | 17133.123 |  | 0 | 0 | 1 | 0 |  | 0 | 1 | 0 | 0 |  | 0 | 0 | 0 | 6063.234 |  | 0 | 0 | 1 | 62710.688 |  | 0 | 0 | 1 | 53166.08 |  | 0 | 0 | 1 | 64919.594 |  | 0 | 0 | 1 | 34301.733 |  | 0 | 0 | 1 | 67215.182 |  | 0 | 0 | 1 | 86471.54 |  | 0 | 0 | 1 | FALSE | removeChar | 2C | 2C | removeChar | FALSE | CA | CA | CA | BIT | Coal Integrated Gasification Combined Cycle | BIT | FALSE | FALSE | FALSE | OP |  |  |  | 0 | 0 | FALSE | FALSE | FALSE | FALSE |  | 0 | FALSE | FALSE | 1 | 0 |  | 0 | 10 | 0 | 0 | 16 | 2015 | 7242^2C | 7242^2C | 7242^2C
1 | 7242 | 7242^5 | NA | [99 empty] | 2015 | 7242^NA | 7242^NA
orig_sheet4_key |  | 2015
| plant_gen | bogen | Plant.Code
| 7242^1CA | 7242^1 | 7242
| 7242^1CT | 7242^1 | 7242
auto_sheet4_flags |  | 2015
| Plant.Code | plant_gen | bogen | missing.from.923 | Generator.Status | Orphan.Generator | unmapped_but_in_923 | unmapped | missingPlant.assoc | missingPlant.generator.data.860 | missingPlant.generation.data.923 | flag.CACT.missingPair | missing.bf.923 | missing.generation.data | flag.ST.missing.bf.923 | flag.ST.missing.bf.923.unmapped | flag_RPM | flag_floatingGen | flag_GeneratorRetired | flag_Generator.Status | flag_923bogenCTonly | flagFuelHeat | flag_STassoc_CT_CS_CA | flag_CSassociation | flagNetGenWithoutFuelHeat | flagFuelHeatWithoutNetGen | flagFH_no_NG_January | flagNG_no_FH_January | flagFuelHeat_January | flagFH_no_NG_February | flagNG_no_FH_February | flagFuelHeat_February | flagFH_no_NG_March | flagNG_no_FH_March | flagFuelHeat_March | flagFH_no_NG_April | flagNG_no_FH_April | flagFuelHeat_April | flagFH_no_NG_May | flagNG_no_FH_May | flagFuelHeat_May | flagFH_no_NG_June | flagNG_no_FH_June | flagFuelHeat_June | flagFH_no_NG_July | flagNG_no_FH_July | flagFuelHeat_July | flagFH_no_NG_August | flagNG_no_FH_August | flagFuelHeat_August | flagFH_no_NG_September | flagNG_no_FH_September | flagFuelHeat_September | flagFH_no_NG_October | flagNG_no_FH_October | flagFuelHeat_October | flagFH_no_NG_November | flagNG_no_FH_November | flagFuelHeat_November | flagFH_no_NG_December | flagNG_no_FH_December | flagFuelHeat_December | flag_ManualPlant | flag_MisMatch
| 7242 | 7242^1CA | 7242^5 | 0 | 0 | 0 | 0 | 0 | 0 | 0 | 0 | 0 | 0 | 0 | 0 | 0 | 0 | 0 | 0 | 0 | 0 | 1 | 0 | 0 | 0 | 1 | 0 | 0 | 1 | 0 | 0 | 1 | 0 | 0 | 1 | 1 | 0 | 0 | 0 | 0 | 0 | 0 | 0 | 1 | 0 | 0 | 1 | 0 | 0 | 1 | 0 | 0 | 1 | 0 | 0 | 1 | 0 | 0 | 1 | 0 | 0 | 1 | 1 | 0
| 7242 | 7242^1CT | 7242^5 | 0 | 0 | 0 | 0 | 0 | 0 | 0 | 0 | 0 | 0 | 0 | 0 | 0 | 0 | 0 | 0 | 0 | 0 | 1 | 0 | 0 | 0 | 1 | 0 | 0 | 1 | 0 | 0 | 1 | 0 | 0 | 1 | 1 | 0 | 0 | 0 | 0 | 0 | 0 | 0 | 1 | 0 | 0 | 1 | 0 | 0 | 1 | 0 | 0 | 1 | 0 | 0 | 1 | 0 | 0 | 1 | 0 | 0 | 1 | 1 | 0
auto_sheet4_key |  | 2015
manualEdit | Plant.Code | Generator.ID | bogen | Unit.Code | bga.source | Net.Generation.mwh | Generator.ID.Total.Net.Generation.January | PlantLine.Total.Fuel.Heat.January | PlantLine.Total.Net.Generation.January | flagNG_no_FH_January | flagFH_no_NG_January | flagFuelHeat_January | Generator.ID.Total.Net.Generation.February | PlantLine.Total.Fuel.Heat.February | PlantLine.Total.Net.Generation.February | flagNG_no_FH_February | flagFH_no_NG_February | flagFuelHeat_February | Generator.ID.Total.Net.Generation.March | PlantLine.Total.Fuel.Heat.March | PlantLine.Total.Net.Generation.March | flagNG_no_FH_March | flagFH_no_NG_March | flagFuelHeat_March | Generator.ID.Total.Net.Generation.April | PlantLine.Total.Fuel.Heat.April | PlantLine.Total.Net.Generation.April | flagNG_no_FH_April | flagFH_no_NG_April | flagFuelHeat_April | Generator.ID.Total.Net.Generation.May | PlantLine.Total.Fuel.Heat.May | PlantLine.Total.Net.Generation.May | flagNG_no_FH_May | flagFH_no_NG_May | flagFuelHeat_May | Generator.ID.Total.Net.Generation.June | PlantLine.Total.Fuel.Heat.June | PlantLine.Total.Net.Generation.June | flagNG_no_FH_June | flagFH_no_NG_June | flagFuelHeat_June | Generator.ID.Total.Net.Generation.July | PlantLine.Total.Fuel.Heat.July | PlantLine.Total.Net.Generation.July | flagNG_no_FH_July | flagFH_no_NG_July | flagFuelHeat_July | Generator.ID.Total.Net.Generation.August | PlantLine.Total.Fuel.Heat.August | PlantLine.Total.Net.Generation.August | flagNG_no_FH_August | flagFH_no_NG_August | flagFuelHeat_August | Generator.ID.Total.Net.Generation.September | PlantLine.Total.Fuel.Heat.September | PlantLine.Total.Net.Generation.September | flagNG_no_FH_September | flagFH_no_NG_September | flagFuelHeat_September | Generator.ID.Total.Net.Generation.October | PlantLine.Total.Fuel.Heat.October | PlantLine.Total.Net.Generation.October | flagNG_no_FH_October | flagFH_no_NG_October | flagFuelHeat_October | Generator.ID.Total.Net.Generation.November | PlantLine.Total.Fuel.Heat.November | PlantLine.Total.Net.Generation.November | flagNG_no_FH_November | flagFH_no_NG_November | flagFuelHeat_November | Generator.ID.Total.Net.Generation.December | PlantLine.Total.Fuel.Heat.December | PlantLine.Total.Net.Generation.December | flagNG_no_FH_December | flagFH_no_NG_December | flagFuelHeat_December | missing.from.923 | orig_Generator.ID_923 | flagGenerator.ID_923 | orig_Generator.ID_860 | flagGenerator.ID_860 | flagGenerator.ID_assoc | orig_Generator.ID_assoc | missing.bf.923 | Reported.Prime.Mover_bf.923 | Reported.Prime.Mover_923 | Reported.Prime.Mover_860 | Reported.Fuel.Type.Code | Technology | Energy.Source.1 | Generator.Status | Orphan.Generator | unmapped_but_in_923 | unmapped | flag_Generator.Status | Generator.Retirement.Year | Generator.Retirement.Month | flag_GeneratorRetired | missingPlant.assoc | missingPlant.generator.data.860 | missingPlant.generation.data.923 | Reported.Prime.Mover_page1 | flag.ST.missing.bf.923 | flag.CACT.missingPair | flag_923bogenCTonly | flag.NGCC.badFuel | flag.ST.missing.bf.923.unmapped | flag_RPM | flag_floatingGen | flagNetGenWithoutFuelHeat | flagFuelHeatWithoutNetGen | flagFuelHeat | flag_STassoc_CT_CS_CA | flag_CSassociation | countFlags | YEAR | plant_gen | plant_gen.923 | plant_gen.860 | plant_gen_assoc | missing.generation.data
0 | 7242 | 1CA | 7242^5 | CC1 | eia860.org | 612170 | 87532 |  |  | 0 | 0 | 1 | 77242 |  |  | 0 | 0 | 1 | 20364 |  |  | 0 | 0 | 1 | 0 |  |  | 0 | 1 | 0 | 17817 |  |  | 0 | 0 | 0 | 30189 |  |  | 0 | 0 | 1 | 67392 |  |  | 0 | 0 | 1 | 46348 |  |  | 0 | 0 | 1 | 73067 |  |  | 0 | 0 | 1 | 36316 |  |  | 0 | 0 | 1 | 75172 |  |  | 0 | 0 | 1 | 80731 |  |  | 0 | 0 | 1 | FALSE | 1CA | removeChar | 1CA | removeChar | removeChar | 1CA | FALSE | CA | CA | CA | SGC | Coal Integrated Gasification Combined Cycle | BIT | OP | FALSE | FALSE | FALSE | 0 |  |  |  | FALSE | FALSE | FALSE |  | 0 | FALSE | FALSE | 1 | 0 |  | 0 | 0 | 1 | 10 | 0 | 0 | 16 | 2015 | 7242^1CA | 7242^1CA | 7242^1CA | 7242^1CA | FALSE
0 | 7242 | 1CT | 7242^5 | CC1 | string_assn | 625214 | 77095 |  |  | 0 | 0 | 1 | 70628 |  |  | 0 | 0 | 1 | 23307 |  |  | 0 | 0 | 1 | -4977 |  |  | 0 | 1 | 0 | 42540 |  |  | 0 | 0 | 0 | 58959 |  |  | 0 | 0 | 1 | 66529 |  |  | 0 | 0 | 1 | 44762 |  |  | 0 | 0 | 1 | 68167 |  |  | 0 | 0 | 1 | 29782 |  |  | 0 | 0 | 1 | 73883 |  |  | 0 | 0 | 1 | 74539 |  |  | 0 | 0 | 1 | FALSE | 1CT | removeChar | 1CT | removeChar |  |  | FALSE | CA | CT | CT | BIT | Coal Integrated Gasification Combined Cycle | SGC | OP | FALSE | FALSE | FALSE | 0 |  |  |  | FALSE | FALSE | FALSE |  | 0 | FALSE | FALSE | 1 | 0 |  | 0 | 0 | 1 | 10 | 0 | 0 | 16 | 2015 | 7242^1CT | 7242^1CT | 7242^1CT | 7242^NA | FALSE
EIA_associationTable |  | 2015
| Utility.ID | Utility.Name | Plant.Code | Plant.Name | Boiler.ID | Generator.ID | Steam.Plant.Type
| 18454 | Tampa Electric Co | 7242 | Polk | 1C | 1CA | 3
| 18454 | Tampa Electric Co | 7242 | Polk | 2B | 1CA | 3
| 18454 | Tampa Electric Co | 7242 | Polk | 2C | 1CA | 3
| 18454 | Tampa Electric Co | 7242 | Polk | 1A | 1CA | 3
| 18454 | Tampa Electric Co | 7242 | Polk | 2A | 1CA | 3
| 18454 | Tampa Electric Co | 7242 | Polk | 1B | 1CA | 3
generator.data.860 |  | 2015
| Utility.ID | Utility.Name | Plant.Code | Plant.Name | State | County | Generator.ID | Technology | Prime.Mover | Unit.Code | Ownership | Duct.Burners | Can.Bypass.Heat.Recovery.Steam.Generator. | RTO.ISO.LMP.Node.Designation | RTO.ISO.Location.Designation.for.Reporting.Wholesale.Sales.Data.to.FERC | Nameplate.Capacity..MW. | Nameplate.Power.Factor | Summer.Capacity..MW. | Winter.Capacity..MW. | Minimum.Load..MW. | Uprate.or.Derate.Completed.During.Year | Month.Uprate.or.Derate.Completed | Year.Uprate.or.Derate.Completed | Status | Synchronized.to.Transmission.Grid | Operating.Month | Operating.Year | Planned.Retirement.Month | Planned.Retirement.Year | Associated.with.Combined.Heat.and.Power.System | Sector.Name | Sector | Topping.or.Bottoming | Energy.Source.1 | Energy.Source.2 | Energy.Source.3 | Energy.Source.4 | Energy.Source.5 | Energy.Source.6 | Startup.Source.1 | Startup.Source.2 | Startup.Source.3 | Startup.Source.4 | Solid.Fuel.Gasification.System. | Carbon.Capture.Technology. | Turbines..Inverters..or.Hydrokinetic.Buoys | Time.from.Cold.Shutdown.to.Full.Load | Fluidized.Bed.Technology. | Pulverized.Coal.Technology. | Stoker.Technology. | Other.Combustion.Technology. | Subcritical.Technology. | Supercritical.Technology. | Ultrasupercritical.Technology. | Planned.Net.Summer.Capacity.Uprate..MW. | Planned.Net.Winter.Capacity.Uprate..MW. | Planned.Uprate.Month | Planned.Uprate.Year | Planned.Net.Summer.Capacity.Derate..MW. | Planned.Net.Winter.Capacity.Derate..MW. | Planned.Derate.Month | Planned.Derate.Year | Planned.New.Prime.Mover | Planned.Energy.Source.1 | Planned.New.Nameplate.Capacity..MW. | Planned.Repower.Month | Planned.Repower.Year | Other.Planned.Modifications. | Other.Modifications.Month | Other.Modifications.Year | Cofire.Fuels. | Switch.Between.Oil.and.Natural.Gas.
| 18454 | Tampa Electric Co | 7242 | Polk | FL | Polk | 1CA | Coal Integrated Gasification Combined Cycle | CA | CC1 | S | N | X |  |  | 133.4 | 0.85 | 59 | 59 | 33 | N |  |  | OP | X | 9 | 1996 |  |  | N | Electric Utility | 1 | X | BIT | SGC | NG | [7 empty] | Y |  |  | OVER | N | N |  | Y | Y | N | [17 empty] | N | N
| 18454 | Tampa Electric Co | 7242 | Polk | FL | Polk | 1CT | Coal Integrated Gasification Combined Cycle | CT | CC1 | S | X | N |  |  | 192.9 | 0.86 | 161 | 161 | 89 | N |  |  | OP | X | 9 | 1996 |  |  | N | Electric Utility | 1 | X | SGC | BIT | NG | [7 empty] | Y |  |  | OVER | N | N |  | Y | Y | [18 empty] | N | N
| 18454 | Tampa Electric Co | 7242 | Polk | FL | Polk | 2 | Natural Gas Fired Combined Cycle | CT | CC2 | S | X | X |  |  | 175.8 | 0.9 | 151 | 183 | 89 | N |  |  | OP | X | 7 | 2000 |  |  | N | Electric Utility | 1 | X | NG | DFO | [8 empty] | N |  |  | 1H | [23 empty] | N | Y
| 18454 | Tampa Electric Co | 7242 | Polk | FL | Polk | 3 | Natural Gas Fired Combined Cycle | CT | CC2 | S | X | X |  |  | 175.8 | 0.9 | 151 | 183 | 89 | N |  |  | OP | X | 4 | 2002 |  |  | N | Electric Utility | 1 | X | NG | DFO | [8 empty] | N |  |  | 1H | [23 empty] | N | Y
| 18454 | Tampa Electric Co | 7242 | Polk | FL | Polk | 4 | Natural Gas Fired Combined Cycle | CT | CC2 | S | X | X |  |  | 175.8 | 0.85 | 151 | 183 | 89 | N |  |  | OP | X | 3 | 2007 |  |  | N | Electric Utility | 1 | X | NG | [9 empty] | N |  |  | 1H
| 18454 | Tampa Electric Co | 7242 | Polk | FL | Polk | 5 | Natural Gas Fired Combined Cycle | CT | CC2 | S | X | X |  |  | 175.8 | 0.85 | 151 | 183 | 89 | N |  |  | OP | X | 4 | 2007 |  |  | N | Electric Utility | 1 | X | NG | [9 empty] | N |  |  | 1H
retiredGenerators.860 |  | 2015
| Utility.ID | Utility.Name | Plant.Code | Plant.Name | State | County | Generator.ID | Technology | Prime.Mover | Unit.Code | Ownership | Duct.Burners | Can.Bypass.Heat.Recovery.Steam.Generator. | RTO.ISO.LMP.Node.Designation | RTO.ISO.Location.Designation.for.Reporting.Wholesale.Sales.Data.to.FERC | Nameplate.Capacity..MW. | Nameplate.Power.Factor | Summer.Capacity..MW. | Winter.Capacity..MW. | Minimum.Load..MW. | Uprate.or.Derate.Completed.During.Year | Month.Uprate.or.Derate.Completed | Year.Uprate.or.Derate.Completed | Status | Synchronized.to.Transmission.Grid | Operating.Month | Operating.Year | Retirement.Month | Retirement.Year | Associated.with.Combined.Heat.and.Power.System | Sector.Name | Sector | Topping.or.Bottoming | Energy.Source.1 | Energy.Source.2 | Energy.Source.3 | Energy.Source.4 | Energy.Source.5 | Energy.Source.6 | Startup.Source.1 | Startup.Source.2 | Startup.Source.3 | Startup.Source.4 | Solid.Fuel.Gasification.System. | Carbon.Capture.Technology. | Turbines..Inverters..or.Hydrokinetic.Buoys | Time.from.Cold.Shutdown.to.Full.Load | Fluidized.Bed.Technology. | Pulverized.Coal.Technology. | Stoker.Technology. | Other.Combustion.Technology. | Subcritical.Technology. | Supercritical.Technology. | Ultrasupercritical.Technology. | Cofire.Fuels. | Switch.Between.Oil.and.Natural.Gas.
| 18454 | Tampa Electric Co | 7242 | Polk | FL | Polk | 6 | Natural Gas Fired Combined Cycle | CC |  | S | N | N |  |  | 600 |  | 459 | 463 |  |  |  |  | IP | X |  |  |  |  | N | Electric Utility | 1 | X | NG | [9 empty] | Y | [11 empty] | N
| 18454 | Tampa Electric Co | 7242 | Polk | FL | Polk | 7 | Natural Gas Fired Combustion Turbine | GT |  | S | X | X |  |  | 195.8 |  | 155 | 180 |  |  |  |  | IP | X |  |  |  |  | N | Electric Utility | 1 | X | NG | [9 empty] | N
| 18454 | Tampa Electric Co | 7242 | Polk | FL | Polk | 8 | Natural Gas Fired Combustion Turbine | GT |  | S | X | X |  |  | 600 |  | 459 | 463 |  |  |  |  | IP | X |  |  |  |  | N | Electric Utility | 1 | X | NG | [9 empty] | N
| 18454 | Tampa Electric Co | 7242 | Polk | FL | Polk | 9 | Natural Gas Fired Combined Cycle | CA |  | S | N | X |  |  | 463 |  | 459 | 463 |  |  |  |  | IP | X |  |  |  |  | N | Electric Utility | 1 | X | NG | [9 empty] | N
Boiler_InfoDesign_Parameters.860 |  | 2015
| Utility.ID | Utility.Name | Plant.Code | Plant.Name | State | Boiler.ID | Boiler.Status | Type.of.Boiler | Inservice.Month | Inservice.Year | Retirement.Month | Retirement.Year | Firing.Type.1 | Firing.Type.2 | Firing.Type.3 | Max.Steam.Flow..Thousand.Pounds.per.Hour. | Firing.Rate.Using.Coal..0.1.Tons.per.Hour. | Firing.Rate.Using.Petroleum..0.1.Barrels.per.Hour. | Firing.Rate.Using.Gas..0.1.MCF.per.Hour. | Firing.Rate.Using.Other.Fuels | Waste.Heat.Input..Million.BTU.per.Hour. | Primary.Fuel.1 | Primary.Fuel.2 | Primary.Fuel.3 | Primary.Fuel.4 | Turndown.Ratio | Efficiency.100..Load | Efficiency.50..Load | Air.Flow.100..Load..Cubic.Feet.per.Minute. | Wet.Dry.Bottom | Fly.Ash.Reinjection | Steam.Plant.Type | missingData
| 18454 | Tampa Electric Co | 7242 | Polk | FL | 1A | OP | [24 empty] | 3 | 2
| 18454 | Tampa Electric Co | 7242 | Polk | FL | 1B | OP | [24 empty] | 3 | 2
| 18454 | Tampa Electric Co | 7242 | Polk | FL | 1C | OP | [24 empty] | 3 | 2
| 18454 | Tampa Electric Co | 7242 | Polk | FL | 2A | OP | [24 empty] | 3 | 2
| 18454 | Tampa Electric Co | 7242 | Polk | FL | 2B | OP | [24 empty] | 3 | 2
| 18454 | Tampa Electric Co | 7242 | Polk | FL | 2C | OP | [24 empty] | 3 | 2
boilerFuelData_923 |  | 2015
| Plant.Code | Combined.Heat.And..Power.Plant | Plant.Name | Operator.Name | Operator.Id | Plant.State | Census.Region | NERC.Region | NAICS.Code | Sector.Number | Sector.Name | Boiler.ID | Reported.Prime.Mover | Reported.Fuel.Type.Code | Physical.Unit.Label | Quantity.Of.Fuel.Consumed.January | Quantity.Of.Fuel.Consumed.February | Quantity.Of.Fuel.Consumed.March | Quantity.Of.Fuel.Consumed.April | Quantity.Of.Fuel.Consumed.May | Quantity.Of.Fuel.Consumed.June | Quantity.Of.Fuel.Consumed.July | Quantity.Of.Fuel.Consumed.August | Quantity.Of.Fuel.Consumed.September | Quantity.Of.Fuel.Consumed.October | Quantity.Of.Fuel.Consumed.November | Quantity.Of.Fuel.Consumed.December | MMbtu.Per.Unit.January | MMbtu.Per.Unit.February | MMbtu.Per.Unit.March | MMbtu.Per.Unit.April | MMbtu.Per.Unit.May | MMbtu.Per.Unit.June | MMbtu.Per.Unit.July | MMbtu.Per.Unit.August | MMbtu.Per.Unit.September | MMbtu.Per.Unit.October | MMbtu.Per.Unit.November | MMbtu.Per.Unit.December | Sulfur.Content.January | Sulfur.Content.February | Sulfur.Content.March | Sulfur.Content.April | Sulfur.Content.May | Sulfur.Content.June | Sulfur.Content.July | Sulfur.Content.August | Sulfur.Content.September | Sulfur.Content.October | Sulfur.Content.November | Sulfur.Content.December | Ash.Content.January | Ash.Content.February | Ash.Content.March | Ash.Content.April | Ash.Content.May | Ash.Content.June | Ash.Content.July | Ash.Content.August | Ash.Content.September | Ash.Content.October | Ash.Content.November | Ash.Content.December | Total.Fuel.Consumption.Quantity | YEAR | missingData
| 7242 | N | Polk | Tampa Electric Co | 18454 | FL | SAT | FRCC | 22 | 1 | Electric Utility | 1A | CA | SGC | Mcf | 0 | 0 | 0 | 0 | 0 | 0 | 0 | 0 | 0 | 0 | 0 | 0 | 0 | 0 | 0 | 0 | 0 | 0 | 0 | 0 | 0 | 0 | 0 | 0 | 0 | 0 | 0 | 0 | 0 | 0 | 0 | 0 | 0 | 0 | 0 | 0 | 0 | 0 | 0 | 0 | 0 | 0 | 0 | 0 | 0 | 0 | 0 | 0 | 0 | 2015 | 0
| 7242 | N | Polk | Tampa Electric Co | 18454 | FL | SAT | FRCC | 22 | 1 | Electric Utility | 1B | CA | BIT | short tons | 2584 | 2494 | 623 | 0 | 0 | 218 | 2312 | 1888 | 2279 | 1207 | 2399 | 3149 | 27.629 | 28.406 | 27.501 | 0 | 0 | 27.813 | 27.124 | 28.16 | 28.486 | 28.419 | 28.018 | 27.46 | 2.31 | 2.11 | 2.23 | 0 | 0 | 2.07 | 2.27 | 2.02 | 2.22 | 2.26 | 2.22 | 2.54 | 7.84 | 7.86 | 8.01 | 0 | 0 | 9.06 | 8.17 | 8.68 | 8.63 | 8.48 | 8.66 | 7.57 | 19153 | 2015 | 0
| 7242 | N | Polk | Tampa Electric Co | 18454 | FL | SAT | FRCC | 22 | 1 | Electric Utility | 1B | CA | SGC | Mcf | 0 | 0 | 0 | 0 | 0 | 0 | 0 | 0 | 0 | 0 | 0 | 0 | 0 | 0 | 0 | 0 | 0 | 0 | 0 | 0 | 0 | 0 | 0 | 0 | 0 | 0 | 0 | 0 | 0 | 0 | 0 | 0 | 0 | 0 | 0 | 0 | 0 | 0 | 0 | 0 | 0 | 0 | 0 | 0 | 0 | 0 | 0 | 0 | 0 | 2015 | 0
| 7242 | N | Polk | Tampa Electric Co | 18454 | FL | SAT | FRCC | 22 | 1 | Electric Utility | 1A | CA | BIT | short tons | 2584 | 2494 | 623 | 0 | 0 | 218 | 2312 | 1888 | 2279 | 1207 | 2399 | 3149 | 27.629 | 28.406 | 27.501 | 0 | 0 | 27.813 | 27.124 | 28.16 | 28.486 | 28.419 | 28.018 | 27.46 | 2.31 | 2.11 | 2.23 | 0 | 0 | 2.07 | 2.27 | 2.02 | 2.22 | 2.26 | 2.22 | 2.54 | 7.84 | 7.86 | 8.01 | 0 | 0 | 9.06 | 8.17 | 8.68 | 8.63 | 8.48 | 8.66 | 7.57 | 19153 | 2015 | 0
| 7242 | N | Polk | Tampa Electric Co | 18454 | FL | SAT | FRCC | 22 | 1 | Electric Utility | 1C | CA | BIT | short tons | 2584 | 2494 | 623 | 0 | 0 | 218 | 2312 | 1888 | 2279 | 1207 | 2399 | 3149 | 27.629 | 28.406 | 27.501 | 0 | 0 | 27.813 | 27.124 | 28.16 | 28.486 | 28.419 | 28.018 | 27.46 | 2.31 | 2.11 | 2.23 | 0 | 0 | 2.07 | 2.27 | 2.02 | 2.22 | 2.26 | 2.22 | 2.54 | 7.84 | 7.86 | 8.01 | 0 | 0 | 9.06 | 8.17 | 8.68 | 8.63 | 8.48 | 8.66 | 7.57 | 19153 | 2015 | 0
| 7242 | N | Polk | Tampa Electric Co | 18454 | FL | SAT | FRCC | 22 | 1 | Electric Utility | 1C | CA | SGC | Mcf | 0 | 0 | 0 | 0 | 0 | 0 | 0 | 0 | 0 | 0 | 0 | 0 | 0 | 0 | 0 | 0 | 0 | 0 | 0 | 0 | 0 | 0 | 0 | 0 | 0 | 0 | 0 | 0 | 0 | 0 | 0 | 0 | 0 | 0 | 0 | 0 | 0 | 0 | 0 | 0 | 0 | 0 | 0 | 0 | 0 | 0 | 0 | 0 | 0 | 2015 | 0
| 7242 | N | Polk | Tampa Electric Co | 18454 | FL | SAT | FRCC | 22 | 1 | Electric Utility | 1CT | CT | NG | Mcf | 14248 | 34477 | 126416 | 3096 | 535416 | 727952 | 98169 | 64631 | 134692 | 56628 | 165897 | 50367 | 1.026 | 1.024 | 1.026 | 1.025 | 1.025 | 1.025 | 1.025 | 1.022 | 1.023 | 1.022 | 1.021 | 1.022 | 0 | 0 | 0 | 0 | 0 | 0 | 0 | 0 | 0 | 0 | 0 | 0 | 0 | 0 | 0 | 0 | 0 | 0 | 0 | 0 | 0 | 0 | 0 | 0 | 2011989 | 2015 | 0
| 7242 | N | Polk | Tampa Electric Co | 18454 | FL | SAT | FRCC | 22 | 1 | Electric Utility | 1CT | CT | SGC | Mcf | 4682818 | 4042626 | 838902 | 21 | 0 | 274021 | 3317892 | 2351031 | 3537216 | 1775998 | 3621044 | 4173703 | 0.256 | 0.263 | 0.265 | 0.115 | 0 | 0.253 | 0.261 | 0.269 | 0.262 | 0.26 | 0.269 | 0.266 | 0 | 0 | 0 | 0 | 0 | 0 | 0 | 0 | 0 | 0 | 0 | 0 | 0 | 0 | 0 | 0 | 0 | 0 | 0 | 0 | 0 | 0 | 0 | 0 | 28615272 | 2015 | 0
| 7242 | N | Polk | Tampa Electric Co | 18454 | FL | SAT | FRCC | 22 | 1 | Electric Utility | 2A | CA | BIT | short tons | 2584 | 2494 | 623 | 0 | 0 | 218 | 2312 | 1888 | 2279 | 1207 | 2399 | 3149 | 27.629 | 28.406 | 27.501 | 0 | 0 | 27.813 | 27.124 | 28.16 | 28.486 | 28.419 | 28.018 | 27.46 | 2.31 | 2.11 | 2.23 | 0 | 0 | 2.07 | 2.27 | 2.02 | 2.22 | 2.26 | 2.22 | 2.54 | 7.84 | 7.86 | 8.01 | 0 | 0 | 9.06 | 8.17 | 8.68 | 8.63 | 8.48 | 8.66 | 7.57 | 19153 | 2015 | 0
| 7242 | N | Polk | Tampa Electric Co | 18454 | FL | SAT | FRCC | 22 | 1 | Electric Utility | 2A | CA | SGC | Mcf | 0 | 0 | 0 | 0 | 0 | 0 | 0 | 0 | 0 | 0 | 0 | 0 | 0 | 0 | 0 | 0 | 0 | 0 | 0 | 0 | 0 | 0 | 0 | 0 | 0 | 0 | 0 | 0 | 0 | 0 | 0 | 0 | 0 | 0 | 0 | 0 | 0 | 0 | 0 | 0 | 0 | 0 | 0 | 0 | 0 | 0 | 0 | 0 | 0 | 2015 | 0
| 7242 | N | Polk | Tampa Electric Co | 18454 | FL | SAT | FRCC | 22 | 1 | Electric Utility | 2B | CA | BIT | short tons | 2584 | 2494 | 623 | 0 | 0 | 218 | 2312 | 1888 | 2279 | 1207 | 2399 | 3149 | 27.629 | 28.406 | 27.501 | 0 | 0 | 27.813 | 27.124 | 28.16 | 28.486 | 28.419 | 28.018 | 27.46 | 2.31 | 2.11 | 2.23 | 0 | 0 | 2.07 | 2.27 | 2.02 | 2.22 | 2.26 | 2.22 | 2.54 | 7.84 | 7.86 | 8.01 | 0 | 0 | 9.06 | 8.17 | 8.68 | 8.63 | 8.48 | 8.66 | 7.57 | 19153 | 2015 | 0
| 7242 | N | Polk | Tampa Electric Co | 18454 | FL | SAT | FRCC | 22 | 1 | Electric Utility | 2B | CA | SGC | Mcf | 0 | 0 | 0 | 0 | 0 | 0 | 0 | 0 | 0 | 0 | 0 | 0 | 0 | 0 | 0 | 0 | 0 | 0 | 0 | 0 | 0 | 0 | 0 | 0 | 0 | 0 | 0 | 0 | 0 | 0 | 0 | 0 | 0 | 0 | 0 | 0 | 0 | 0 | 0 | 0 | 0 | 0 | 0 | 0 | 0 | 0 | 0 | 0 | 0 | 2015 | 0
| 7242 | N | Polk | Tampa Electric Co | 18454 | FL | SAT | FRCC | 22 | 1 | Electric Utility |  |  | PC | short tons | 0 | 0 | 0 | 0 | 0 | 0 | 0 | 0 | 0 | 0 | 0 | 0 | 0 | 0 | 0 | 0 | 0 | 0 | 0 | 0 | 0 | 0 | 0 | 0 | 0 | 0 | 0 | 0 | 0 | 0 | 0 | 0 | 0 | 0 | 0 | 0 | 0 | 0 | 0 | 0 | 0 | 0 | 0 | 0 | 0 | 0 | 0 | 0 | 0 | 2015 | 22
| 7242 | N | Polk | Tampa Electric Co | 18454 | FL | SAT | FRCC | 22 | 1 | Electric Utility | 2C | CA | BIT | short tons | 2584 | 2494 | 623 | 0 | 0 | 218 | 2312 | 1888 | 2279 | 1207 | 2399 | 3149 | 27.629 | 28.406 | 27.501 | 0 | 0 | 27.813 | 27.124 | 28.16 | 28.486 | 28.419 | 28.018 | 27.46 | 2.31 | 2.11 | 2.23 | 0 | 0 | 2.07 | 2.27 | 2.02 | 2.22 | 2.26 | 2.22 | 2.54 | 7.84 | 7.86 | 8.01 | 0 | 0 | 9.06 | 8.17 | 8.68 | 8.63 | 8.48 | 8.66 | 7.57 | 19153 | 2015 | 0
| 7242 | N | Polk | Tampa Electric Co | 18454 | FL | SAT | FRCC | 22 | 1 | Electric Utility | 2C | CA | SGC | Mcf | 0 | 0 | 0 | 0 | 0 | 0 | 0 | 0 | 0 | 0 | 0 | 0 | 0 | 0 | 0 | 0 | 0 | 0 | 0 | 0 | 0 | 0 | 0 | 0 | 0 | 0 | 0 | 0 | 0 | 0 | 0 | 0 | 0 | 0 | 0 | 0 | 0 | 0 | 0 | 0 | 0 | 0 | 0 | 0 | 0 | 0 | 0 | 0 | 0 | 2015 | 0
| 7242 | N | Polk | Tampa Electric Co | 18454 | FL | SAT | FRCC | 22 | 1 | Electric Utility |  |  | BIT | short tons | 58892 | 52391 | 11822 | 0 | 0 | 3802 | 45801 | 33787 | 46210 | 23491 | 49161 | 59326 | 27.629 | 28.406 | 27.501 | 0 | 0 | 27.813 | 27.124 | 28.16 | 28.486 | 28.419 | 28.018 | 27.46 | 3.51 | 3.51 | 3.39 | 0 | 0 | 3.13 | 3.42 | 3.74 | 3.54 | 3.4 | 2.97 | 3.81 | 1.7 | 1 | 1.4 | 0 | 0 | 1.7 | 2 | 1.4 | 1.2 | 1.4 | 8.9 | 1.6 | 384683 | 2015 | 2
generation.data.923 |  | 2015
| Plant.Code | Combined.Heat.And.Power.Plant | Plant.Name | Operator.Name | Operator.Id | Plant.State | Census.Region | NERC.Region | NAICS.Code | Sector.Number | Sector.Name | Generator.ID | Reported.Prime.Mover | Net.Generation.January | Net.Generation.February | Net.Generation.March | Net.Generation.April | Net.Generation.May | Net.Generation.June | Net.Generation.July | Net.Generation.August | Net.Generation.September | Net.Generation.October | Net.Generation.November | Net.Generation.December | Net.Generation.Year.To.Date | YEAR | missingData
| 7242 | N | Polk | Tampa Electric Co | 18454 | FL | SAT | FRCC | 22 | 1 | Electric Utility | 1CA | CA | 87532 | 77242 | 20364 | 0 | 17817 | 30189 | 67392 | 46348 | 73067 | 36316 | 75172 | 80731 | 612170 | 2015 | 0
| 7242 | N | Polk | Tampa Electric Co | 18454 | FL | SAT | FRCC | 22 | 1 | Electric Utility | 1CT | CT | 77095 | 70628 | 23307 | -4977 | 42540 | 58959 | 66529 | 44762 | 68167 | 29782 | 73883 | 74539 | 625214 | 2015 | 0
page1GenFuelData.923 |  | 2015
| Plant.Code | Combined.Heat.And.Power.Plant | Nuclear.Unit.Id | Plant.Name | Operator.Name | Operator.Id | Plant.State | Census.Region | NERC.Region | Reserved | NAICS.Code | EIA.Sector.Number | Sector.Name | Reported.Prime.Mover | Reported.Fuel.Type.Code | AER.Fuel.Type.Code | Reserved.1 | Reserved.2 | Physical.Unit.Label | Quantity.January | Quantity.February | Quantity.March | Quantity.April | Quantity.May | Quantity.June | Quantity.July | Quantity.August | Quantity.September | Quantity.October | Quantity.November | Quantity.December | Elec_Quantity.January | Elec_Quantity.February | Elec_Quantity.March | Elec_Quantity.April | Elec_Quantity.May | Elec_Quantity.June | Elec_Quantity.July | Elec_Quantity.August | Elec_Quantity.September | Elec_Quantity.October | Elec_Quantity.November | Elec_Quantity.December | MMBtuPer_Unit.January | MMBtuPer_Unit.February | MMBtuPer_Unit.March | MMBtuPer_Unit.April | MMBtuPer_Unit.May | MMBtuPer_Unit.June | MMBtuPer_Unit.July | MMBtuPer_Unit.August | MMBtuPer_Unit.September | MMBtuPer_Unit.October | MMBtuPer_Unit.November | MMBtuPer_Unit.December | Tot_MMBtu.January | Tot_MMBtu.February | Tot_MMBtu.March | Tot_MMBtu.April | Tot_MMBtu.May | Tot_MMBtu.June | Tot_MMBtu.July | Tot_MMBtu.August | Tot_MMBtu.September | Tot_MMBtu.October | Tot_MMBtu.November | Tot_MMBtu.December | Elec_MMBtu.January | Elec_MMBtu.February | Elec_MMBtu.March | Elec_MMBtu.April | Elec_MMBtu.May | Elec_MMBtu.June | Elec_MMBtu.July | Elec_MMBtu.August | Elec_MMBtu.September | Elec_MMBtu.October | Elec_MMBtu.November | Elec_MMBtu.December | Netgen.January | Netgen.February | Netgen.March | Netgen.April | Netgen.May | Netgen.June | Netgen.July | Netgen.August | Netgen.September | Netgen.October | Netgen.November | Netgen.December | Total.Fuel.Consumption.Quantity | Electric.Fuel.Consumption.Quantity | Total.Fuel.Consumption.MMBtu | Elec.Fuel.Consumption.MMBtu | Net.Generation..Megawatthours. | YEAR | missingData
| 7242 | N | . | Polk | Tampa Electric Co | 18454 | FL | SAT | FRCC |  | 22 | 1 | Electric Utility | CA | BIT | COL |  |  | short tons | 15503 | 14962 | 3738 | 0 | 0 | 1309 | 13875 | 11329 | 13676 | 7243 | 14395 | 18896 | 15503 | 14962 | 3738 | 0 | 0 | 1309 | 13875 | 11329 | 13676 | 7243 | 14395 | 18896 | 27.629 | 28.406 | 27.501 | 0 | 0 | 27.813 | 27.124 | 28.16 | 28.486 | 28.419 | 28.018 | 27.46 | 428332 | 425011 | 102799 | 0 | 0 | 36407 | 376346 | 319025 | 389575 | 205839 | 403319 | 518884 | 428332 | 425011 | 102799 | 0 | 0 | 36407 | 376346 | 319025 | 389575 | 205839 | 403319 | 518884 | 22836.792 | 21547.736 | 4603.095 | 0 | 0 | 1290.55 | 18885.63 | 14531.463 | 19575.985 | 10303.698 | 19601.624 | 24926.267 | 114926 | 114926 | 3205537 | 3205537 | 158102.84 | 2015 | 0
| 7242 | N | . | Polk | Tampa Electric Co | 18454 | FL | SAT | FRCC |  | 22 | 1 | Electric Utility | CA | NG | NG |  |  | mcf | 0 | 0 | 0 | 0 | 0 | 0 | 0 | 0 | 0 | 0 | 0 | 0 | 0 | 0 | 0 | 0 | 0 | 0 | 0 | 0 | 0 | 0 | 0 | 0 | 0 | 0 | 0 | 0 | 0 | 0 | 0 | 0 | 0 | 0 | 0 | 0 | 0 | 0 | 0 | 0 | 0 | 0 | 0 | 0 | 0 | 0 | 0 | 0 | 0 | 0 | 0 | 0 | 0 | 0 | 0 | 0 | 0 | 0 | 0 | 0 | 779.403 | 1789.921 | 5807.287 | 0 | 17817 | 26441.668 | 5049.558 | 3008.781 | 6923.666 | 2897.103 | 8231.777 | 2472.757 | 0 | 0 | 0 | 0 | 81218.921 | 2015 | 0
| 7242 | N | . | Polk | Tampa Electric Co | 18454 | FL | SAT | FRCC |  | 22 | 1 | Electric Utility | CA | SGC | COL |  |  | mcf | 0 | 0 | 0 | 0 | 0 | 0 | 0 | 0 | 0 | 0 | 0 | 0 | 0 | 0 | 0 | 0 | 0 | 0 | 0 | 0 | 0 | 0 | 0 | 0 | 0 | 0 | 0 | 0 | 0 | 0 | 0 | 0 | 0 | 0 | 0 | 0 | 0 | 0 | 0 | 0 | 0 | 0 | 0 | 0 | 0 | 0 | 0 | 0 | 0 | 0 | 0 | 0 | 0 | 0 | 0 | 0 | 0 | 0 | 0 | 0 | 63915.805 | 53904.343 | 9953.618 | 0 | 0 | 2456.782 | 43456.812 | 28807.756 | 46567.349 | 23115.199 | 47338.599 | 53331.976 | 0 | 0 | 0 | 0 | 372848.24 | 2015 | 0
| 7242 | N | . | Polk | Tampa Electric Co | 18454 | FL | SAT | FRCC |  | 22 | 1 | Electric Utility | CT | BIT | COL |  |  | short tons | 0 | 0 | 0 | 0 | 0 | 0 | 0 | 0 | 0 | 0 | 0 | 0 | 0 | 0 | 0 | 0 | 0 | 0 | 0 | 0 | 0 | 0 | 0 | 0 | 0 | 0 | 0 | 0 | 0 | 0 | 0 | 0 | 0 | 0 | 0 | 0 | 0 | 0 | 0 | 0 | 0 | 0 | 0 | 0 | 0 | 0 | 0 | 0 | 0 | 0 | 0 | 0 | 0 | 0 | 0 | 0 | 0 | 0 | 0 | 0 | 0 | 0 | 0 | 0 | 0 | 0 | 0 | 0 | 0 | 0 | 0 | 0 | 0 | 0 | 0 | 0 | 0 | 2015 | 0
| 7242 | N | . | Polk | Tampa Electric Co | 18454 | FL | SAT | FRCC |  | 22 | 1 | Electric Utility | CT | NG | NG |  |  | mcf | 14248 | 34477 | 126416 | 3096 | 535416 | 727952 | 98169 | 64631 | 134692 | 56628 | 165897 | 50367 | 14248 | 34477 | 126416 | 3096 | 535416 | 727952 | 98169 | 64631 | 134692 | 56628 | 165897 | 50367 | 1.026 | 1.024 | 1.026 | 1.025 | 1.025 | 1.025 | 1.025 | 1.022 | 1.023 | 1.022 | 1.021 | 1.022 | 14618 | 35304 | 129703 | 3173 | 548801 | 746151 | 100623 | 66053 | 137790 | 57874 | 169381 | 51475 | 14618 | 35304 | 129703 | 3173 | 548801 | 746151 | 100623 | 66053 | 137790 | 57874 | 169381 | 51475 | 928.788 | 2269.866 | 8587.732 | -4973.215 | 42540 | 53946.641 | 6925.73 | 4232.989 | 8823.267 | 3316.951 | 10944.471 | 3302.889 | 2011989 | 2011989 | 2060946 | 2060946 | 140846.11 | 2015 | 0
| 7242 | N | . | Polk | Tampa Electric Co | 18454 | FL | SAT | FRCC |  | 22 | 1 | Electric Utility | CT | PC | PC |  |  | short tons | 0 | 0 | 0 | 0 | 0 | 0 | 0 | 0 | 0 | 0 | 0 | 0 | 0 | 0 | 0 | 0 | 0 | 0 | 0 | 0 | 0 | 0 | 0 | 0 | 0 | 0 | 0 | 0 | 0 | 0 | 0 | 0 | 0 | 0 | 0 | 0 | 0 | 0 | 0 | 0 | 0 | 0 | 0 | 0 | 0 | 0 | 0 | 0 | 0 | 0 | 0 | 0 | 0 | 0 | 0 | 0 | 0 | 0 | 0 | 0 | 0 | 0 | 0 | 0 | 0 | 0 | 0 | 0 | 0 | 0 | 0 | 0 | 0 | 0 | 0 | 0 | 0 | 2015 | 48
| 7242 | N | . | Polk | Tampa Electric Co | 18454 | FL | SAT | FRCC |  | 22 | 1 | Electric Utility | CT | SGC | COL |  |  | mcf | 4682818 | 4042626 | 838902 | 21 | 0 | 274021 | 3317892 | 2351031 | 3537216 | 1775998 | 3621044 | 4173703 | 4682818 | 4042626 | 838902 | 21 | 0 | 274021 | 3317892 | 2351031 | 3537216 | 1775998 | 3621044 | 4173703 | 0.256 | 0.263 | 0.265 | 0.115 | 0 | 0.253 | 0.261 | 0.269 | 0.262 | 0.26 | 0.269 | 0.266 | 1198801 | 1063211 | 222309 | 2 | 0 | 69327 | 865970 | 632427 | 926751 | 461759 | 974061 | 1110205 | 1198801 | 1063211 | 222309 | 2 | 0 | 69327 | 865970 | 632427 | 926751 | 461759 | 974061 | 1110205 | 76166.212 | 68358.134 | 14719.268 | -3.785 | 0 | 5012.359 | 59603.27 | 40529.011 | 59343.733 | 26465.049 | 62938.529 | 71236.111 | 28615272 | 28615272 | 7524823 | 7524823 | 484367.89 | 2015 | 0
| 7242 | N | . | Polk | Tampa Electric Co | 18454 | FL | SAT | FRCC |  | 22 | 1 | Electric Utility | CT | SUB | COL |  |  | short tons | 0 | 0 | 0 | 0 | 0 | 0 | 0 | 0 | 0 | 0 | 0 | 0 | 0 | 0 | 0 | 0 | 0 | 0 | 0 | 0 | 0 | 0 | 0 | 0 | 0 | 0 | 0 | 0 | 0 | 0 | 0 | 0 | 0 | 0 | 0 | 0 | 0 | 0 | 0 | 0 | 0 | 0 | 0 | 0 | 0 | 0 | 0 | 0 | 0 | 0 | 0 | 0 | 0 | 0 | 0 | 0 | 0 | 0 | 0 | 0 | 0 | 0 | 0 | 0 | 0 | 0 | 0 | 0 | 0 | 0 | 0 | 0 | 0 | 0 | 0 | 0 | 0 | 2015 | 66
| 7242 | N | . | Polk | Tampa Electric Co | 18454 | FL | SAT | FRCC |  | 22 | 1 | Electric Utility | GT | DFO | DFO |  |  | barrels | 0 | 0 | 0 | 74 | 247 | 191 | 0 | 0 | 148 | 0 | 0 | 0 | 0 | 0 | 0 | 74 | 247 | 191 | 0 | 0 | 148 | 0 | 0 | 0 | 0 | 0 | 0 | 5.773 | 5.773 | 5.773 | 0 | 0 | 5.773 | 0 | 0 | 0 | 0 | 0 | 0 | 427 | 1426 | 1103 | 0 | 0 | 854 | 0 | 0 | 0 | 0 | 0 | 0 | 427 | 1426 | 1103 | 0 | 0 | 854 | 0 | 0 | 0 | 0 | 0 | 0 | 37.106 | 120.334 | 96.55 | 0 | 0 | 73.054 | 0 | 0 | 0 | 660 | 660 | 3810 | 3810 | 327.044 | 2015 | 0
| 7242 | N | . | Polk | Tampa Electric Co | 18454 | FL | SAT | FRCC |  | 22 | 1 | Electric Utility | GT | NG | NG |  |  | mcf | 86869 | 189323 | 425930 | 696578 | 436092 | 681156 | 799119 | 1022046 | 702633 | 729093 | 1413725 | 135271 | 86869 | 189323 | 425930 | 696578 | 436092 | 681156 | 799119 | 1022046 | 702633 | 729093 | 1413725 | 135271 | 1.026 | 1.024 | 1.026 | 1.025 | 1.025 | 1.025 | 1.025 | 1.022 | 1.023 | 1.022 | 1.021 | 1.022 | 89128 | 193867 | 437004 | 713992 | 446994 | 698185 | 819097 | 1044531 | 718794 | 745133 | 1443413 | 138247 | 89128 | 193867 | 437004 | 713992 | 446994 | 698185 | 819097 | 1044531 | 718794 | 745133 | 1443413 | 138247 | 6801 | 16672 | 37890 | 62015.894 | 37721.666 | 61134.45 | 70009 | 90805 | 61458.946 | 65306 | 127852 | 10815 | 7317835 | 7317835 | 7488385 | 7488385 | 648480.96 | 2015 | 0
| 7242 | N | . | Polk | Tampa Electric Co | 18454 | FL | SAT | FRCC |  | 22 | 1 | Electric Utility | GT | PC | PC |  |  | short tons | 0 | 0 | 0 | 0 | 0 | 0 | 0 | 0 | 0 | 0 | 0 | 0 | 0 | 0 | 0 | 0 | 0 | 0 | 0 | 0 | 0 | 0 | 0 | 0 | 0 | 0 | 0 | 0 | 0 | 0 | 0 | 0 | 0 | 0 | 0 | 0 | 0 | 0 | 0 | 0 | 0 | 0 | 0 | 0 | 0 | 0 | 0 | 0 | 0 | 0 | 0 | 0 | 0 | 0 | 0 | 0 | 0 | 0 | 0 | 0 | 0 | 0 | 0 | 0 | 0 | 0 | 0 | 0 | 0 | 0 | 0 | 0 | 0 | 0 | 0 | 0 | 0 | 2015 | 54
FuelHeatByLine |  | 2015
| Plant.Code | Boiler.ID | bogen | Reported.Prime.Mover_bf.923 | Reported.Fuel.Type.Code | Fuel.Heat.January | Fuel.Heat.February | Fuel.Heat.March | Fuel.Heat.April | Fuel.Heat.May | Fuel.Heat.June | Fuel.Heat.July | Fuel.Heat.August | Fuel.Heat.September | Fuel.Heat.October | Fuel.Heat.November | Fuel.Heat.December | YEAR
| 7242 | 1A | 7242^5 | CA | BIT | 71393.336 | 70844.564 | 17133.123 | 0 | 0 | 6063.234 | 62710.688 | 53166.08 | 64919.594 | 34301.733 | 67215.182 | 86471.54 | 2015
| 7242 | 1A | 7242^5 | CA | SGC | 0 | 0 | 0 | 0 | 0 | 0 | 0 | 0 | 0 | 0 | 0 | 0 | 2015
| 7242 | 1B | 7242^5 | CA | SGC | 0 | 0 | 0 | 0 | 0 | 0 | 0 | 0 | 0 | 0 | 0 | 0 | 2015
| 7242 | 1B | 7242^5 | CA | BIT | 71393.336 | 70844.564 | 17133.123 | 0 | 0 | 6063.234 | 62710.688 | 53166.08 | 64919.594 | 34301.733 | 67215.182 | 86471.54 | 2015
| 7242 | 1C | 7242^5 | CA | SGC | 0 | 0 | 0 | 0 | 0 | 0 | 0 | 0 | 0 | 0 | 0 | 0 | 2015
| 7242 | 1C | 7242^5 | CA | BIT | 71393.336 | 70844.564 | 17133.123 | 0 | 0 | 6063.234 | 62710.688 | 53166.08 | 64919.594 | 34301.733 | 67215.182 | 86471.54 | 2015
| 7242 | 1CT | 7242^5 | CT | NG | 14618.448 | 35304.448 | 129702.816 | 3173.4 | 548801.4 | 746150.8 | 100623.225 | 66052.882 | 137789.916 | 57873.816 | 169380.837 | 51475.074 | 2015
| 7242 | 1CT | 7242^5 | CT | SGC | 1198801.408 | 1063210.638 | 222309.03 | 2.415 | 0 | 69327.313 | 865969.812 | 632427.339 | 926750.592 | 461759.48 | 974060.836 | 1110204.998 | 2015
| 7242 | 2A | 7242^5 | CA | SGC | 0 | 0 | 0 | 0 | 0 | 0 | 0 | 0 | 0 | 0 | 0 | 0 | 2015
| 7242 | 2A | 7242^5 | CA | BIT | 71393.336 | 70844.564 | 17133.123 | 0 | 0 | 6063.234 | 62710.688 | 53166.08 | 64919.594 | 34301.733 | 67215.182 | 86471.54 | 2015
| 7242 | 2B | 7242^5 | CA | SGC | 0 | 0 | 0 | 0 | 0 | 0 | 0 | 0 | 0 | 0 | 0 | 0 | 2015
| 7242 | 2B | 7242^5 | CA | BIT | 71393.336 | 70844.564 | 17133.123 | 0 | 0 | 6063.234 | 62710.688 | 53166.08 | 64919.594 | 34301.733 | 67215.182 | 86471.54 | 2015
| 7242 | 2C | 7242^5 | CA | SGC | 0 | 0 | 0 | 0 | 0 | 0 | 0 | 0 | 0 | 0 | 0 | 0 | 2015
| 7242 | 2C | 7242^5 | CA | BIT | 71393.336 | 70844.564 | 17133.123 | 0 | 0 | 6063.234 | 62710.688 | 53166.08 | 64919.594 | 34301.733 | 67215.182 | 86471.54 | 2015
NetGenByLine |  | 2015
| Plant.Code | Generator.ID | bogen | Reported.Prime.Mover | Net.Generation.Year.To.Date | Net.Generation.January | Net.Generation.February | Net.Generation.March | Net.Generation.April | Net.Generation.May | Net.Generation.June | Net.Generation.July | Net.Generation.August | Net.Generation.September | Net.Generation.October | Net.Generation.November | Net.Generation.December | YEAR
| 7242 | 1CA | 7242^5 | CA | 612170 | 87532 | 77242 | 20364 | 0 | 17817 | 30189 | 67392 | 46348 | 73067 | 36316 | 75172 | 80731 | 2015
| 7242 | 1CT | 7242^5 | CT | 625214 | 77095 | 70628 | 23307 | -4977 | 42540 | 58959 | 66529 | 44762 | 68167 | 29782 | 73883 | 74539 | 2015
FuelHeatByBoilerID |  | 2015
| Plant.Code | Boiler.ID | bogen | Reported.Prime.Mover_bf.923 | flagFuelHeat | Boiler.ID.Total.Fuel.Heat.January | Boiler.ID.Total.Fuel.Heat.February | Boiler.ID.Total.Fuel.Heat.March | Boiler.ID.Total.Fuel.Heat.April | Boiler.ID.Total.Fuel.Heat.May | Boiler.ID.Total.Fuel.Heat.June | Boiler.ID.Total.Fuel.Heat.July | Boiler.ID.Total.Fuel.Heat.August | Boiler.ID.Total.Fuel.Heat.September | Boiler.ID.Total.Fuel.Heat.October | Boiler.ID.Total.Fuel.Heat.November | Boiler.ID.Total.Fuel.Heat.December | YEAR
| 7242 | 1A | 7242^5 | CA | 10 | 71393.336 | 70844.564 | 17133.123 | 0 | 0 | 6063.234 | 62710.688 | 53166.08 | 64919.594 | 34301.733 | 67215.182 | 86471.54 | 2015
| 7242 | 1B | 7242^5 | CA | 10 | 71393.336 | 70844.564 | 17133.123 | 0 | 0 | 6063.234 | 62710.688 | 53166.08 | 64919.594 | 34301.733 | 67215.182 | 86471.54 | 2015
| 7242 | 1C | 7242^5 | CA | 10 | 71393.336 | 70844.564 | 17133.123 | 0 | 0 | 6063.234 | 62710.688 | 53166.08 | 64919.594 | 34301.733 | 67215.182 | 86471.54 | 2015
| 7242 | 1CT | 7242^5 | CT | 10 | 1213419.856 | 1098515.086 | 352011.846 | 3175.815 | 548801.4 | 815478.113 | 966593.037 | 698480.221 | 1064540.508 | 519633.296 | 1143441.673 | 1161680.072 | 2015
| 7242 | 2A | 7242^5 | CA | 10 | 71393.336 | 70844.564 | 17133.123 | 0 | 0 | 6063.234 | 62710.688 | 53166.08 | 64919.594 | 34301.733 | 67215.182 | 86471.54 | 2015
| 7242 | 2B | 7242^5 | CA | 10 | 71393.336 | 70844.564 | 17133.123 | 0 | 0 | 6063.234 | 62710.688 | 53166.08 | 64919.594 | 34301.733 | 67215.182 | 86471.54 | 2015
| 7242 | 2C | 7242^5 | CA | 10 | 71393.336 | 70844.564 | 17133.123 | 0 | 0 | 6063.234 | 62710.688 | 53166.08 | 64919.594 | 34301.733 | 67215.182 | 86471.54 | 2015
NetGenByGeneratorID |  | 2015
| Plant.Code | Generator.ID | bogen | Reported.Prime.Mover_923 | Net.Generation.mwh | Generator.ID.Total.Net.Generation.January | Generator.ID.Total.Net.Generation.February | Generator.ID.Total.Net.Generation.March | Generator.ID.Total.Net.Generation.April | Generator.ID.Total.Net.Generation.May | Generator.ID.Total.Net.Generation.June | Generator.ID.Total.Net.Generation.July | Generator.ID.Total.Net.Generation.August | Generator.ID.Total.Net.Generation.September | Generator.ID.Total.Net.Generation.October | Generator.ID.Total.Net.Generation.November | Generator.ID.Total.Net.Generation.December | YEAR
| 7242 | 1CA | 7242^5 | CA | 612170 | 87532 | 77242 | 20364 | 0 | 17817 | 30189 | 67392 | 46348 | 73067 | 36316 | 75172 | 80731 | 2015
| 7242 | 1CT | 7242^5 | CT | 625214 | 77095 | 70628 | 23307 | -4977 | 42540 | 58959 | 66529 | 44762 | 68167 | 29782 | 73883 | 74539 | 2015
FuelHeatByBogen |  | 2015
| Plant.Code | blankCol | bogen | Reported.Prime.Mover_bf.923 | flagFuelHeat | Bogen.Total.Fuel.Heat.January | Bogen.Total.Fuel.Heat.February | Bogen.Total.Fuel.Heat.March | Bogen.Total.Fuel.Heat.April | Bogen.Total.Fuel.Heat.May | Bogen.Total.Fuel.Heat.June | Bogen.Total.Fuel.Heat.July | Bogen.Total.Fuel.Heat.August | Bogen.Total.Fuel.Heat.September | Bogen.Total.Fuel.Heat.October | Bogen.Total.Fuel.Heat.November | Bogen.Total.Fuel.Heat.December | YEAR
| 7242 |  | 7242^1 |  |  | 0 | 0 | 0 | 0 | 0 | 0 | 0 | 0 | 0 | 0 | 0 | 0 | 2015
| 7242 |  | 7242^2 |  |  | 0 | 0 | 0 | 0 | 0 | 0 | 0 | 0 | 0 | 0 | 0 | 0 | 2015
| 7242 |  | 7242^3 |  |  | 0 | 0 | 0 | 0 | 0 | 0 | 0 | 0 | 0 | 0 | 0 | 0 | 2015
| 7242 |  | 7242^4 |  |  | 0 | 0 | 0 | 0 | 0 | 0 | 0 | 0 | 0 | 0 | 0 | 0 | 2015
| 7242 |  | 7242^5 | CA | 10 | 1641779.872 | 1523582.47 | 454810.584 | 3175.815 | 548801.4 | 851857.517 | 1342857.165 | 1017476.701 | 1454058.072 | 725443.694 | 1546732.765 | 1680509.312 | 2015
| 7242 |  | 7242^5 | CT | 10 | 1641779.872 | 1523582.47 | 454810.584 | 3175.815 | 548801.4 | 851857.517 | 1342857.165 | 1017476.701 | 1454058.072 | 725443.694 | 1546732.765 | 1680509.312 | 2015
NetGenByBogen |  | 2015
| Plant.Code | blankCol | bogen | Reported.Prime.Mover_923 | Net.Generation.mwh | Bogen.Total.Net.Generation.January | Bogen.Total.Net.Generation.February | Bogen.Total.Net.Generation.March | Bogen.Total.Net.Generation.April | Bogen.Total.Net.Generation.May | Bogen.Total.Net.Generation.June | Bogen.Total.Net.Generation.July | Bogen.Total.Net.Generation.August | Bogen.Total.Net.Generation.September | Bogen.Total.Net.Generation.October | Bogen.Total.Net.Generation.November | Bogen.Total.Net.Generation.December | YEAR
| 7242 |  | 7242^1 |  |  | 0 | 0 | 0 | 0 | 0 | 0 | 0 | 0 | 0 | 0 | 0 | 0 | 2015
| 7242 |  | 7242^2 |  |  | 0 | 0 | 0 | 0 | 0 | 0 | 0 | 0 | 0 | 0 | 0 | 0 | 2015
| 7242 |  | 7242^3 |  |  | 0 | 0 | 0 | 0 | 0 | 0 | 0 | 0 | 0 | 0 | 0 | 0 | 2015
| 7242 |  | 7242^4 |  |  | 0 | 0 | 0 | 0 | 0 | 0 | 0 | 0 | 0 | 0 | 0 | 0 | 2015
| 7242 |  | 7242^5 | CA | 612170 | 164627 | 147870 | 43671 | -4977 | 60357 | 89148 | 133921 | 91110 | 141234 | 66098 | 149055 | 155270 | 2015
| 7242 |  | 7242^5 | CT | 625214 | 164627 | 147870 | 43671 | -4977 | 60357 | 89148 | 133921 | 91110 | 141234 | 66098 | 149055 | 155270 | 2015
ThermalEfficiencyByBogen |  | 2015
| Plant.Code | blankCol | bogen | Reported.Prime.Mover_923 | Net.Generation.mwh | ThermalEfficiency.January | ThermalEfficiency.February | ThermalEfficiency.March | ThermalEfficiency.April | ThermalEfficiency.May | ThermalEfficiency.June | ThermalEfficiency.July | ThermalEfficiency.August | ThermalEfficiency.September | ThermalEfficiency.October | ThermalEfficiency.November | ThermalEfficiency.December | YEAR
| 7242 |  | 7242^1 |  |  | 0 | 0 | 0 | 0 | 0 | 0 | 0 | 0 | 0 | 0 | 0 | 0 | 2015
| 7242 |  | 7242^2 |  |  | 0 | 0 | 0 | 0 | 0 | 0 | 0 | 0 | 0 | 0 | 0 | 0 | 2015
| 7242 |  | 7242^3 |  |  | 0 | 0 | 0 | 0 | 0 | 0 | 0 | 0 | 0 | 0 | 0 | 0 | 2015
| 7242 |  | 7242^4 |  |  | 0 | 0 | 0 | 0 | 0 | 0 | 0 | 0 | 0 | 0 | 0 | 0 | 2015
| 7242 |  | 7242^5 | CA | 612170 | 0.34215 | 0.33116 | 0.32763 | -5.3474 | 0.37527 | 0.35708 | 0.34029 | 0.30554 | 0.33142 | 0.31089 | 0.32882 | 0.31526 | 2015
| 7242 |  | 7242^5 | CT | 625214 | 0.34215 | 0.33116 | 0.32763 | -5.3474 | 0.37527 | 0.35708 | 0.34029 | 0.30554 | 0.33142 | 0.31089 | 0.32882 | 0.31526 | 2015

## 10168
2015 | Plant.Code | orig_sheet3_key | auto_sheet3_flags | auto_sheet3_key | orig_sheet4_key | auto_sheet4_flags | auto_sheet4_key | EIA_associationTable | generator.data.860 | retiredGenerators.860 | Boiler_InfoDesign_Parameters.860 | boilerFuelData_923 | generation.data.923 | page1GenFuelData.923 | FuelHeatByLine | NetGenByLine | FuelHeatByBoilerID | NetGenByGeneratorID | FuelHeatByBogen | NetGenByBogen | ThermalEfficiencyByBogen
#Rows | 10168 | 2 | 2 | 2 | 2 | 2 | 2 | 1 | 0 | 2 | 1 | 2 | 2 | 2 | 2 | 2 | 2 | 2 | 2 | 2 | 2
orig_sheet3_key |  | 2015
| plant_bo | bogen | Plant.Code
| 10168^GTG1 | 10168^1 | 10168
| 10168^HRSG1 | 10168^1 | 10168
auto_sheet3_flags |  | 2015
| Plant.Code | plant_bo | bogen | missing.from.923 | unmapped_but_in_923 | unmapped | Orphan.Boiler | Boiler.Status | Boiler.ID.NotIn.Assoc | missingPlant.assoc | missingPlant.boilerDesignData.860 | missingPlant.generation.data.923 | missingPlant.boilerFuelData.923 | flag.CACT.missingPair | missing.bf.923 | flag.ST.missing.bf.923 | flag.ST.missing.bf.923.unmapped | flag_RPM | flag_floatingGen | flag_BoilerRetired | flag_Boiler.Status | flag_923bogenCTonly | flagFuelHeat | flag_STassoc_CT_CS_CA | flag_CSassociation | flagFH_no_NG_January | flagNG_no_FH_January | flagFuelHeat_January | flagFH_no_NG_February | flagNG_no_FH_February | flagFuelHeat_February | flagFH_no_NG_March | flagNG_no_FH_March | flagFuelHeat_March | flagFH_no_NG_April | flagNG_no_FH_April | flagFuelHeat_April | flagFH_no_NG_May | flagNG_no_FH_May | flagFuelHeat_May | flagFH_no_NG_June | flagNG_no_FH_June | flagFuelHeat_June | flagFH_no_NG_July | flagNG_no_FH_July | flagFuelHeat_July | flagFH_no_NG_August | flagNG_no_FH_August | flagFuelHeat_August | flagFH_no_NG_September | flagNG_no_FH_September | flagFuelHeat_September | flagFH_no_NG_October | flagNG_no_FH_October | flagFuelHeat_October | flagFH_no_NG_November | flagNG_no_FH_November | flagFuelHeat_November | flagFH_no_NG_December | flagNG_no_FH_December | flagFuelHeat_December | flag_ManualPlant | flag_MisMatch
| 10168 | 10168^GTG1 | 10168^1 | 0 | 0 | 0 | 0 | 0 | 1 | 0 | 0 | 0 | 0 | 1 | 0 | 0 | 0 | 0 | 0 | 0 | 0 | 0 | 0 | 0 | 0 | 0 | 0 | 0 | 0 | 0 | 0 | 0 | 0 | 0 | 0 | 0 | 0 | 0 | 0 | 0 | 0 | 0 | 0 | 0 | 0 | 0 | 0 | 0 | 0 | 0 | 0 | 0 | 0 | 0 | 0 | 0 | 0 | 0 | 0 | 0 | 0 | 1 | 0
| 10168 | 10168^HRSG1 | 10168^2 | 0 | 0 | 0 | 0 | 1 | 0 | 0 | 0 | 0 | 0 | 1 | 0 | 0 | 0 | 0 | 0 | 0 | 0 | 0 | 0 | 0 | 0 | 0 | 0 | 0 | 0 | 0 | 0 | 0 | 0 | 0 | 0 | 0 | 0 | 0 | 0 | 0 | 0 | 0 | 0 | 0 | 0 | 0 | 0 | 0 | 0 | 0 | 0 | 0 | 0 | 0 | 0 | 0 | 0 | 0 | 0 | 0 | 0 | 1 | 0
auto_sheet3_key |  | 2015
manualEdit | Plant.Code | bogen | Boiler.ID | Unit.Code | bga.source | Boiler.ID.Total.Fuel.Heat.January | PlantLine.Total.Fuel.Heat.January | flagNG_no_FH_January | flagFH_no_NG_January | flagFuelHeat_January | Boiler.ID.Total.Fuel.Heat.February | PlantLine.Total.Fuel.Heat.February | flagNG_no_FH_February | flagFH_no_NG_February | flagFuelHeat_February | Boiler.ID.Total.Fuel.Heat.March | PlantLine.Total.Fuel.Heat.March | flagNG_no_FH_March | flagFH_no_NG_March | flagFuelHeat_March | Boiler.ID.Total.Fuel.Heat.April | PlantLine.Total.Fuel.Heat.April | flagNG_no_FH_April | flagFH_no_NG_April | flagFuelHeat_April | Boiler.ID.Total.Fuel.Heat.May | PlantLine.Total.Fuel.Heat.May | flagNG_no_FH_May | flagFH_no_NG_May | flagFuelHeat_May | Boiler.ID.Total.Fuel.Heat.June | PlantLine.Total.Fuel.Heat.June | flagNG_no_FH_June | flagFH_no_NG_June | flagFuelHeat_June | Boiler.ID.Total.Fuel.Heat.July | PlantLine.Total.Fuel.Heat.July | flagNG_no_FH_July | flagFH_no_NG_July | flagFuelHeat_July | Boiler.ID.Total.Fuel.Heat.August | PlantLine.Total.Fuel.Heat.August | flagNG_no_FH_August | flagFH_no_NG_August | flagFuelHeat_August | Boiler.ID.Total.Fuel.Heat.September | PlantLine.Total.Fuel.Heat.September | flagNG_no_FH_September | flagFH_no_NG_September | flagFuelHeat_September | Boiler.ID.Total.Fuel.Heat.October | PlantLine.Total.Fuel.Heat.October | flagNG_no_FH_October | flagFH_no_NG_October | flagFuelHeat_October | Boiler.ID.Total.Fuel.Heat.November | PlantLine.Total.Fuel.Heat.November | flagNG_no_FH_November | flagFH_no_NG_November | flagFuelHeat_November | Boiler.ID.Total.Fuel.Heat.December | PlantLine.Total.Fuel.Heat.December | flagNG_no_FH_December | flagFH_no_NG_December | flagFuelHeat_December | missing.from.923 | flagBoiler.ID_assoc | orig_Boiler.ID_assoc | orig_Boiler.ID_bf.923 | flagBoiler.ID_bf.923 | missing.bf.923 | Reported.Prime.Mover_bf.923 | Reported.Prime.Mover_923 | Reported.Prime.Mover_860 | Reported.Fuel.Type.Code | Technology | Energy.Source.1 | unmapped_but_in_923 | unmapped | Orphan.Boiler | Boiler.Status | Boiler.Retirement.Year | Boiler.Retirement.Month | flag_BoilerRetired | flag_Boiler.Status | Boiler.ID.NotIn.Assoc | missingPlant.assoc | missingPlant.boilerDesignData.860 | missingPlant.generation.data.923 | missingPlant.boilerFuelData.923 | Reported.Prime.Mover_page1 | flag.ST.missing.bf.923 | flag.CACT.missingPair | flag_923bogenCTonly | flag.NGCC.badFuel | flag.ST.missing.bf.923.unmapped | flag_RPM | flag_floatingGen | flagFuelHeat | flag_STassoc_CT_CS_CA | flag_CSassociation | countFlags | YEAR | plant_bo | plant_bo_bf.923 | plant_bo_assoc
0 | 10168 | 10168^1 | GTG1 | none | string_assn | 334742.5 |  | 0 | 0 | 0 | 323513.19 |  | 0 | 0 | 0 | 260824.575 |  | 0 | 0 | 0 | 0 |  | 0 | 0 | 0 | 0 |  | 0 | 0 | 0 | 0 |  | 0 | 0 | 0 | 0 |  | 0 | 0 | 0 | 0 |  | 0 | 0 | 0 | 0 |  | 0 | 0 | 0 | 0 |  | 0 | 0 | 0 | 0 |  | 0 | 0 | 0 | 0 |  | 0 | 0 | 0 | FALSE |  |  | GTG1 | removeChar | FALSE | CT | CT |  | NG |  |  | FALSE | FALSE | FALSE |  |  |  |  | 0 | 1 | FALSE | FALSE | FALSE | FALSE |  | 0 | TRUE | FALSE | 0 | 0 |  | 0 | 0 | 0 | 0 | 3 | 2015 | 10168^GTG1 | 10168^GTG1 | 10168^NA
1 | 10168 | 10168^1 | HRSG1 | none | eia860.org | 22090.692 |  | 0 | 0 | 0 | 20769.318 |  | 0 | 0 | 0 | 12821.725 |  | 0 | 0 | 0 | 0 |  | 0 | 0 | 0 | 0 |  | 0 | 0 | 0 | 0 |  | 0 | 0 | 0 | 0 |  | 0 | 0 | 0 | 0 |  | 0 | 0 | 0 | 0 |  | 0 | 0 | 0 | 0 |  | 0 | 0 | 0 | 0 |  | 0 | 0 | 0 | 0 |  | 0 | 0 | 0 | FALSE | removeChar | HRSG1 | HRSG1 | removeChar | FALSE | CA | CA |  | NG |  |  | FALSE | FALSE | FALSE | RE | 2015 | 3 | 0 | 0 | 0 | FALSE | FALSE | FALSE | FALSE |  | 0 | TRUE | FALSE | 0 | 0 |  | 0 | 0 | 0 | 0 | 3 | 2015 | 10168^HRSG1 | 10168^HRSG1 | 10168^HRSG1
orig_sheet4_key |  | 2015
| plant_gen | bogen | Plant.Code
| 10168^GTG1 | 10168^1 | 10168
| 10168^STG1 | 10168^1 | 10168
auto_sheet4_flags |  | 2015
| Plant.Code | plant_gen | bogen | missing.from.923 | Generator.Status | Orphan.Generator | unmapped_but_in_923 | unmapped | missingPlant.assoc | missingPlant.generator.data.860 | missingPlant.generation.data.923 | flag.CACT.missingPair | missing.bf.923 | missing.generation.data | flag.ST.missing.bf.923 | flag.ST.missing.bf.923.unmapped | flag_RPM | flag_floatingGen | flag_GeneratorRetired | flag_Generator.Status | flag_923bogenCTonly | flagFuelHeat | flag_STassoc_CT_CS_CA | flag_CSassociation | flagNetGenWithoutFuelHeat | flagFuelHeatWithoutNetGen | flagFH_no_NG_January | flagNG_no_FH_January | flagFuelHeat_January | flagFH_no_NG_February | flagNG_no_FH_February | flagFuelHeat_February | flagFH_no_NG_March | flagNG_no_FH_March | flagFuelHeat_March | flagFH_no_NG_April | flagNG_no_FH_April | flagFuelHeat_April | flagFH_no_NG_May | flagNG_no_FH_May | flagFuelHeat_May | flagFH_no_NG_June | flagNG_no_FH_June | flagFuelHeat_June | flagFH_no_NG_July | flagNG_no_FH_July | flagFuelHeat_July | flagFH_no_NG_August | flagNG_no_FH_August | flagFuelHeat_August | flagFH_no_NG_September | flagNG_no_FH_September | flagFuelHeat_September | flagFH_no_NG_October | flagNG_no_FH_October | flagFuelHeat_October | flagFH_no_NG_November | flagNG_no_FH_November | flagFuelHeat_November | flagFH_no_NG_December | flagNG_no_FH_December | flagFuelHeat_December | flag_ManualPlant | flag_MisMatch
| 10168 | 10168^GTG1 | 10168^1 | 0 | 0 | 1 | 0 | 1 | 0 | 0 | 0 | 1 | 1 | 0 | 0 | 0 | 0 | 0 | 0 | 0 | 0 | 0 | 0 | 0 | 0 | 0 | 0 | 0 | 0 | 0 | 0 | 0 | 0 | 0 | 0 | 0 | 0 | 0 | 0 | 0 | 0 | 0 | 0 | 0 | 0 | 0 | 0 | 0 | 0 | 0 | 0 | 0 | 0 | 0 | 0 | 0 | 0 | 0 | 0 | 0 | 0 | 0 | 1 | 0
| 10168 | 10168^STG1 | 10168^2 | 0 | 0 | 1 | 0 | 0 | 0 | 0 | 0 | 1 | 0 | 0 | 0 | 0 | 0 | 0 | 0 | 0 | 0 | 0 | 0 | 0 | 0 | 0 | 0 | 0 | 0 | 0 | 0 | 0 | 0 | 0 | 0 | 0 | 0 | 0 | 0 | 0 | 0 | 0 | 0 | 0 | 0 | 0 | 0 | 0 | 0 | 0 | 0 | 0 | 0 | 0 | 0 | 0 | 0 | 0 | 0 | 0 | 0 | 0 | 1 | 0
auto_sheet4_key |  | 2015
manualEdit | Plant.Code | Generator.ID | bogen | Unit.Code | bga.source | Net.Generation.mwh | Generator.ID.Total.Net.Generation.January | PlantLine.Total.Fuel.Heat.January | PlantLine.Total.Net.Generation.January | flagNG_no_FH_January | flagFH_no_NG_January | flagFuelHeat_January | Generator.ID.Total.Net.Generation.February | PlantLine.Total.Fuel.Heat.February | PlantLine.Total.Net.Generation.February | flagNG_no_FH_February | flagFH_no_NG_February | flagFuelHeat_February | Generator.ID.Total.Net.Generation.March | PlantLine.Total.Fuel.Heat.March | PlantLine.Total.Net.Generation.March | flagNG_no_FH_March | flagFH_no_NG_March | flagFuelHeat_March | Generator.ID.Total.Net.Generation.April | PlantLine.Total.Fuel.Heat.April | PlantLine.Total.Net.Generation.April | flagNG_no_FH_April | flagFH_no_NG_April | flagFuelHeat_April | Generator.ID.Total.Net.Generation.May | PlantLine.Total.Fuel.Heat.May | PlantLine.Total.Net.Generation.May | flagNG_no_FH_May | flagFH_no_NG_May | flagFuelHeat_May | Generator.ID.Total.Net.Generation.June | PlantLine.Total.Fuel.Heat.June | PlantLine.Total.Net.Generation.June | flagNG_no_FH_June | flagFH_no_NG_June | flagFuelHeat_June | Generator.ID.Total.Net.Generation.July | PlantLine.Total.Fuel.Heat.July | PlantLine.Total.Net.Generation.July | flagNG_no_FH_July | flagFH_no_NG_July | flagFuelHeat_July | Generator.ID.Total.Net.Generation.August | PlantLine.Total.Fuel.Heat.August | PlantLine.Total.Net.Generation.August | flagNG_no_FH_August | flagFH_no_NG_August | flagFuelHeat_August | Generator.ID.Total.Net.Generation.September | PlantLine.Total.Fuel.Heat.September | PlantLine.Total.Net.Generation.September | flagNG_no_FH_September | flagFH_no_NG_September | flagFuelHeat_September | Generator.ID.Total.Net.Generation.October | PlantLine.Total.Fuel.Heat.October | PlantLine.Total.Net.Generation.October | flagNG_no_FH_October | flagFH_no_NG_October | flagFuelHeat_October | Generator.ID.Total.Net.Generation.November | PlantLine.Total.Fuel.Heat.November | PlantLine.Total.Net.Generation.November | flagNG_no_FH_November | flagFH_no_NG_November | flagFuelHeat_November | Generator.ID.Total.Net.Generation.December | PlantLine.Total.Fuel.Heat.December | PlantLine.Total.Net.Generation.December | flagNG_no_FH_December | flagFH_no_NG_December | flagFuelHeat_December | missing.from.923 | orig_Generator.ID_923 | flagGenerator.ID_923 | orig_Generator.ID_860 | flagGenerator.ID_860 | flagGenerator.ID_assoc | orig_Generator.ID_assoc | missing.bf.923 | Reported.Prime.Mover_bf.923 | Reported.Prime.Mover_923 | Reported.Prime.Mover_860 | Reported.Fuel.Type.Code | Technology | Energy.Source.1 | Generator.Status | Orphan.Generator | unmapped_but_in_923 | unmapped | flag_Generator.Status | Generator.Retirement.Year | Generator.Retirement.Month | flag_GeneratorRetired | missingPlant.assoc | missingPlant.generator.data.860 | missingPlant.generation.data.923 | Reported.Prime.Mover_page1 | flag.ST.missing.bf.923 | flag.CACT.missingPair | flag_923bogenCTonly | flag.NGCC.badFuel | flag.ST.missing.bf.923.unmapped | flag_RPM | flag_floatingGen | flagNetGenWithoutFuelHeat | flagFuelHeatWithoutNetGen | flagFuelHeat | flag_STassoc_CT_CS_CA | flag_CSassociation | countFlags | YEAR | plant_gen | plant_gen.923 | plant_gen.860 | plant_gen_assoc | missing.generation.data
0 | 10168 | GTG1 | 10168^1 | none | fillwithGenID | 69541 | 25166 |  |  | 0 | 0 | 0 | 24395 |  |  | 0 | 0 | 0 | 19980 |  |  | 0 | 0 | 0 | 0 |  |  | 0 | 0 | 0 | 0 |  |  | 0 | 0 | 0 | 0 |  |  | 0 | 0 | 0 | 0 |  |  | 0 | 0 | 0 | 0 |  |  | 0 | 0 | 0 | 0 |  |  | 0 | 0 | 0 | 0 |  |  | 0 | 0 | 0 | 0 |  |  | 0 | 0 | 0 | 0 |  |  | 0 | 0 | 0 | FALSE | GTG1 | removeChar |  |  |  |  | TRUE |  | CT | [5 empty] | TRUE | FALSE | TRUE | 0 | 2015 | 3 | 0 | FALSE | FALSE | FALSE |  |  | TRUE | FALSE | 0 |  |  | 0 | 0 | 0 | 0 | 0 | 0 | 5 | 2015 | 10168^GTG1 | 10168^GTG1 | 10168^NA | 10168^NA | FALSE
1 | 10168 | STG1 | 10168^1 | none | eia860.org | 21081 | 7297 |  |  | 0 | 0 | 0 | 7758 |  |  | 0 | 0 | 0 | 6026 |  |  | 0 | 0 | 0 | 0 |  |  | 0 | 0 | 0 | 0 |  |  | 0 | 0 | 0 | 0 |  |  | 0 | 0 | 0 | 0 |  |  | 0 | 0 | 0 | 0 |  |  | 0 | 0 | 0 | 0 |  |  | 0 | 0 | 0 | 0 |  |  | 0 | 0 | 0 | 0 |  |  | 0 | 0 | 0 | 0 |  |  | 0 | 0 | 0 | FALSE | STG1 | removeChar |  |  | removeChar | STG1 | FALSE | CA | CA |  | NG |  |  |  | TRUE | FALSE | FALSE | 0 | 2015 | 3 | 0 | FALSE | FALSE | FALSE |  | 0 | TRUE | FALSE | 0 | 0 |  | 0 | 0 | 0 | 0 | 0 | 0 | 3 | 2015 | 10168^STG1 | 10168^STG1 | 10168^NA | 10168^STG1 | FALSE
EIA_associationTable |  | 2015
| Utility.ID | Utility.Name | Plant.Code | Plant.Name | Boiler.ID | Generator.ID | Steam.Plant.Type
| 3030 | Cardinal Cogen Inc | 10168 | Cardinal Cogen | HRSG1 | STG1 | 2
generator.data.860 |  | 2015
| Utility.ID | Utility.Name | Plant.Code | Plant.Name | State | County | Generator.ID | Technology | Prime.Mover | Unit.Code | Ownership | Duct.Burners | Can.Bypass.Heat.Recovery.Steam.Generator. | RTO.ISO.LMP.Node.Designation | RTO.ISO.Location.Designation.for.Reporting.Wholesale.Sales.Data.to.FERC | Nameplate.Capacity..MW. | Nameplate.Power.Factor | Summer.Capacity..MW. | Winter.Capacity..MW. | Minimum.Load..MW. | Uprate.or.Derate.Completed.During.Year | Month.Uprate.or.Derate.Completed | Year.Uprate.or.Derate.Completed | Status | Synchronized.to.Transmission.Grid | Operating.Month | Operating.Year | Planned.Retirement.Month | Planned.Retirement.Year | Associated.with.Combined.Heat.and.Power.System | Sector.Name | Sector | Topping.or.Bottoming | Energy.Source.1 | Energy.Source.2 | Energy.Source.3 | Energy.Source.4 | Energy.Source.5 | Energy.Source.6 | Startup.Source.1 | Startup.Source.2 | Startup.Source.3 | Startup.Source.4 | Solid.Fuel.Gasification.System. | Carbon.Capture.Technology. | Turbines..Inverters..or.Hydrokinetic.Buoys | Time.from.Cold.Shutdown.to.Full.Load | Fluidized.Bed.Technology. | Pulverized.Coal.Technology. | Stoker.Technology. | Other.Combustion.Technology. | Subcritical.Technology. | Supercritical.Technology. | Ultrasupercritical.Technology. | Planned.Net.Summer.Capacity.Uprate..MW. | Planned.Net.Winter.Capacity.Uprate..MW. | Planned.Uprate.Month | Planned.Uprate.Year | Planned.Net.Summer.Capacity.Derate..MW. | Planned.Net.Winter.Capacity.Derate..MW. | Planned.Derate.Month | Planned.Derate.Year | Planned.New.Prime.Mover | Planned.Energy.Source.1 | Planned.New.Nameplate.Capacity..MW. | Planned.Repower.Month | Planned.Repower.Year | Other.Planned.Modifications. | Other.Modifications.Month | Other.Modifications.Year | Cofire.Fuels. | Switch.Between.Oil.and.Natural.Gas.
retiredGenerators.860 |  | 2015
| Utility.ID | Utility.Name | Plant.Code | Plant.Name | State | County | Generator.ID | Technology | Prime.Mover | Unit.Code | Ownership | Duct.Burners | Can.Bypass.Heat.Recovery.Steam.Generator. | RTO.ISO.LMP.Node.Designation | RTO.ISO.Location.Designation.for.Reporting.Wholesale.Sales.Data.to.FERC | Nameplate.Capacity..MW. | Nameplate.Power.Factor | Summer.Capacity..MW. | Winter.Capacity..MW. | Minimum.Load..MW. | Uprate.or.Derate.Completed.During.Year | Month.Uprate.or.Derate.Completed | Year.Uprate.or.Derate.Completed | Status | Synchronized.to.Transmission.Grid | Operating.Month | Operating.Year | Retirement.Month | Retirement.Year | Associated.with.Combined.Heat.and.Power.System | Sector.Name | Sector | Topping.or.Bottoming | Energy.Source.1 | Energy.Source.2 | Energy.Source.3 | Energy.Source.4 | Energy.Source.5 | Energy.Source.6 | Startup.Source.1 | Startup.Source.2 | Startup.Source.3 | Startup.Source.4 | Solid.Fuel.Gasification.System. | Carbon.Capture.Technology. | Turbines..Inverters..or.Hydrokinetic.Buoys | Time.from.Cold.Shutdown.to.Full.Load | Fluidized.Bed.Technology. | Pulverized.Coal.Technology. | Stoker.Technology. | Other.Combustion.Technology. | Subcritical.Technology. | Supercritical.Technology. | Ultrasupercritical.Technology. | Cofire.Fuels. | Switch.Between.Oil.and.Natural.Gas.
| 3030 | Cardinal Cogen Inc | 10168 | Cardinal Cogen | CA | Santa Clara | GTG1 | Natural Gas Fired Combined Cycle | CT | CC1 | W | X | N | CARDINAL_7_B1 | CARDINAL_7_B1 | 42.1 | 1 | 42.1 | 42.1 | 32 | N |  |  | RE | X | 12 | 1987 | 3 | 2015 | Y | IPP CHP | 3 | T | NG | [5 empty] | NG |  |  |  | N | N |  | 12H | [7 empty] | N | N
| 3030 | Cardinal Cogen Inc | 10168 | Cardinal Cogen | CA | Santa Clara | STG1 | Natural Gas Fired Combined Cycle | CA | CC1 | W | Y | X | CARDINAL_7_B1 | CARDINAL_7_B1 | 10.7 | 1 | 9.4 | 8.6 | 1 | N |  |  | RE | X | 1 | 1988 | 3 | 2015 | Y | IPP CHP | 3 | T | NG | [5 empty] | NG |  |  |  | N | N |  | 12H | [7 empty] | N | N
Boiler_InfoDesign_Parameters.860 |  | 2015
| Utility.ID | Utility.Name | Plant.Code | Plant.Name | State | Boiler.ID | Boiler.Status | Type.of.Boiler | Inservice.Month | Inservice.Year | Retirement.Month | Retirement.Year | Firing.Type.1 | Firing.Type.2 | Firing.Type.3 | Max.Steam.Flow..Thousand.Pounds.per.Hour. | Firing.Rate.Using.Coal..0.1.Tons.per.Hour. | Firing.Rate.Using.Petroleum..0.1.Barrels.per.Hour. | Firing.Rate.Using.Gas..0.1.MCF.per.Hour. | Firing.Rate.Using.Other.Fuels | Waste.Heat.Input..Million.BTU.per.Hour. | Primary.Fuel.1 | Primary.Fuel.2 | Primary.Fuel.3 | Primary.Fuel.4 | Turndown.Ratio | Efficiency.100..Load | Efficiency.50..Load | Air.Flow.100..Load..Cubic.Feet.per.Minute. | Wet.Dry.Bottom | Fly.Ash.Reinjection | Steam.Plant.Type | missingData
| 3030 | Cardinal Cogen Inc | 10168 | Cardinal Cogen | CA | HRSG1 | RE | Db | 12 | 1987 | 3 | 2015 | [19 empty] | 2 | 2
boilerFuelData_923 |  | 2015
| Plant.Code | Combined.Heat.And..Power.Plant | Plant.Name | Operator.Name | Operator.Id | Plant.State | Census.Region | NERC.Region | NAICS.Code | Sector.Number | Sector.Name | Boiler.ID | Reported.Prime.Mover | Reported.Fuel.Type.Code | Physical.Unit.Label | Quantity.Of.Fuel.Consumed.January | Quantity.Of.Fuel.Consumed.February | Quantity.Of.Fuel.Consumed.March | Quantity.Of.Fuel.Consumed.April | Quantity.Of.Fuel.Consumed.May | Quantity.Of.Fuel.Consumed.June | Quantity.Of.Fuel.Consumed.July | Quantity.Of.Fuel.Consumed.August | Quantity.Of.Fuel.Consumed.September | Quantity.Of.Fuel.Consumed.October | Quantity.Of.Fuel.Consumed.November | Quantity.Of.Fuel.Consumed.December | MMbtu.Per.Unit.January | MMbtu.Per.Unit.February | MMbtu.Per.Unit.March | MMbtu.Per.Unit.April | MMbtu.Per.Unit.May | MMbtu.Per.Unit.June | MMbtu.Per.Unit.July | MMbtu.Per.Unit.August | MMbtu.Per.Unit.September | MMbtu.Per.Unit.October | MMbtu.Per.Unit.November | MMbtu.Per.Unit.December | Sulfur.Content.January | Sulfur.Content.February | Sulfur.Content.March | Sulfur.Content.April | Sulfur.Content.May | Sulfur.Content.June | Sulfur.Content.July | Sulfur.Content.August | Sulfur.Content.September | Sulfur.Content.October | Sulfur.Content.November | Sulfur.Content.December | Ash.Content.January | Ash.Content.February | Ash.Content.March | Ash.Content.April | Ash.Content.May | Ash.Content.June | Ash.Content.July | Ash.Content.August | Ash.Content.September | Ash.Content.October | Ash.Content.November | Ash.Content.December | Total.Fuel.Consumption.Quantity | YEAR | missingData
| 10168 | Y | Cardinal Cogen | Cardinal Cogen Inc | 3030 | CA | PACC | WECC | 22 | 3 | NAICS-22 Cogen | GTG1 | CT | NG | Mcf | 325625 | 315315 | 254463 | 0 | 0 | 0 | 0 | 0 | 0 | 0 | 0 | 0 | 1.028 | 1.026 | 1.025 | 0 | 0 | 0 | 0 | 0 | 0 | 0 | 0 | 0 | 0 | 0 | 0 | 0 | 0 | 0 | 0 | 0 | 0 | 0 | 0 | 0 | 0 | 0 | 0 | 0 | 0 | 0 | 0 | 0 | 0 | 0 | 0 | 0 | 895403 | 2015 | 36
| 10168 | Y | Cardinal Cogen | Cardinal Cogen Inc | 3030 | CA | PACC | WECC | 22 | 3 | NAICS-22 Cogen | HRSG1 | CA | NG | Mcf | 21489 | 20243 | 12509 | 0 | 0 | 0 | 0 | 0 | 0 | 0 | 0 | 0 | 1.028 | 1.026 | 1.025 | 0 | 0 | 0 | 0 | 0 | 0 | 0 | 0 | 0 | 0 | 0 | 0 | 0 | 0 | 0 | 0 | 0 | 0 | 0 | 0 | 0 | 0 | 0 | 0 | 0 | 0 | 0 | 0 | 0 | 0 | 0 | 0 | 0 | 54241 | 2015 | 36
generation.data.923 |  | 2015
| Plant.Code | Combined.Heat.And.Power.Plant | Plant.Name | Operator.Name | Operator.Id | Plant.State | Census.Region | NERC.Region | NAICS.Code | Sector.Number | Sector.Name | Generator.ID | Reported.Prime.Mover | Net.Generation.January | Net.Generation.February | Net.Generation.March | Net.Generation.April | Net.Generation.May | Net.Generation.June | Net.Generation.July | Net.Generation.August | Net.Generation.September | Net.Generation.October | Net.Generation.November | Net.Generation.December | Net.Generation.Year.To.Date | YEAR | missingData
| 10168 | Y | Cardinal Cogen | Cardinal Cogen Inc | 3030 | CA | PACC | WECC | 22 | 3 | NAICS-22 Cogen | STG1 | CA | 7297 | 7758 | 6026 | 0 | 0 | 0 | 0 | 0 | 0 | 0 | 0 | 0 | 21081 | 2015 | 9
| 10168 | Y | Cardinal Cogen | Cardinal Cogen Inc | 3030 | CA | PACC | WECC | 22 | 3 | NAICS-22 Cogen | GTG1 | CT | 25166 | 24395 | 19980 | 0 | 0 | 0 | 0 | 0 | 0 | 0 | 0 | 0 | 69541 | 2015 | 9
page1GenFuelData.923 |  | 2015
| Plant.Code | Combined.Heat.And.Power.Plant | Nuclear.Unit.Id | Plant.Name | Operator.Name | Operator.Id | Plant.State | Census.Region | NERC.Region | Reserved | NAICS.Code | EIA.Sector.Number | Sector.Name | Reported.Prime.Mover | Reported.Fuel.Type.Code | AER.Fuel.Type.Code | Reserved.1 | Reserved.2 | Physical.Unit.Label | Quantity.January | Quantity.February | Quantity.March | Quantity.April | Quantity.May | Quantity.June | Quantity.July | Quantity.August | Quantity.September | Quantity.October | Quantity.November | Quantity.December | Elec_Quantity.January | Elec_Quantity.February | Elec_Quantity.March | Elec_Quantity.April | Elec_Quantity.May | Elec_Quantity.June | Elec_Quantity.July | Elec_Quantity.August | Elec_Quantity.September | Elec_Quantity.October | Elec_Quantity.November | Elec_Quantity.December | MMBtuPer_Unit.January | MMBtuPer_Unit.February | MMBtuPer_Unit.March | MMBtuPer_Unit.April | MMBtuPer_Unit.May | MMBtuPer_Unit.June | MMBtuPer_Unit.July | MMBtuPer_Unit.August | MMBtuPer_Unit.September | MMBtuPer_Unit.October | MMBtuPer_Unit.November | MMBtuPer_Unit.December | Tot_MMBtu.January | Tot_MMBtu.February | Tot_MMBtu.March | Tot_MMBtu.April | Tot_MMBtu.May | Tot_MMBtu.June | Tot_MMBtu.July | Tot_MMBtu.August | Tot_MMBtu.September | Tot_MMBtu.October | Tot_MMBtu.November | Tot_MMBtu.December | Elec_MMBtu.January | Elec_MMBtu.February | Elec_MMBtu.March | Elec_MMBtu.April | Elec_MMBtu.May | Elec_MMBtu.June | Elec_MMBtu.July | Elec_MMBtu.August | Elec_MMBtu.September | Elec_MMBtu.October | Elec_MMBtu.November | Elec_MMBtu.December | Netgen.January | Netgen.February | Netgen.March | Netgen.April | Netgen.May | Netgen.June | Netgen.July | Netgen.August | Netgen.September | Netgen.October | Netgen.November | Netgen.December | Total.Fuel.Consumption.Quantity | Electric.Fuel.Consumption.Quantity | Total.Fuel.Consumption.MMBtu | Elec.Fuel.Consumption.MMBtu | Net.Generation..Megawatthours. | YEAR | missingData
| 10168 | Y | . | Cardinal Cogen | Cardinal Cogen Inc | 3030 | CA | PACC | WECC |  | 22 | 3 | NAICS-22 Cogen | CA | NG | NG |  |  | mcf | 21489 | 20243 | 12509 | 0 | 0 | 0 | 0 | 0 | 0 | 0 | 0 | 0 | 21489 | 20243 | 12509 | 0 | 0 | 0 | 0 | 0 | 0 | 0 | 0 | 0 | 1.028 | 1.026 | 1.025 | 0 | 0 | 0 | 0 | 0 | 0 | 0 | 0 | 0 | 22091 | 20769 | 12822 | 0 | 0 | 0 | 0 | 0 | 0 | 0 | 0 | 0 | 22091 | 20769 | 12822 | 0 | 0 | 0 | 0 | 0 | 0 | 0 | 0 | 0 | 7297 | 7758 | 6026 | 0 | 0 | 0 | 0 | 0 | 0 | 0 | 0 | 0 | 54241 | 54241 | 55682 | 55682 | 21081 | 2015 | 54
| 10168 | Y | . | Cardinal Cogen | Cardinal Cogen Inc | 3030 | CA | PACC | WECC |  | 22 | 3 | NAICS-22 Cogen | CT | NG | NG |  |  | mcf | 325625 | 315315 | 254463 | 0 | 0 | 0 | 0 | 0 | 0 | 0 | 0 | 0 | 320580 | 315315 | 254463 | 0 | 0 | 0 | 0 | 0 | 0 | 0 | 0 | 0 | 1.028 | 1.026 | 1.025 | 0 | 0 | 0 | 0 | 0 | 0 | 0 | 0 | 0 | 334743 | 323513 | 260825 | 0 | 0 | 0 | 0 | 0 | 0 | 0 | 0 | 0 | 329556 | 323513 | 260825 | 0 | 0 | 0 | 0 | 0 | 0 | 0 | 0 | 0 | 25166 | 24395 | 19980 | 0 | 0 | 0 | 0 | 0 | 0 | 0 | 0 | 0 | 895403 | 890358 | 919081 | 913894 | 69541 | 2015 | 54
FuelHeatByLine |  | 2015
| Plant.Code | Boiler.ID | bogen | Reported.Prime.Mover_bf.923 | Reported.Fuel.Type.Code | Fuel.Heat.January | Fuel.Heat.February | Fuel.Heat.March | Fuel.Heat.April | Fuel.Heat.May | Fuel.Heat.June | Fuel.Heat.July | Fuel.Heat.August | Fuel.Heat.September | Fuel.Heat.October | Fuel.Heat.November | Fuel.Heat.December | YEAR
| 10168 | GTG1 | 10168^1 | CT | NG | 334742.5 | 323513.19 | 260824.575 | 0 | 0 | 0 | 0 | 0 | 0 | 0 | 0 | 0 | 2015
| 10168 | HRSG1 | 10168^2 | CA | NG | 22090.692 | 20769.318 | 12821.725 | 0 | 0 | 0 | 0 | 0 | 0 | 0 | 0 | 0 | 2015
NetGenByLine |  | 2015
| Plant.Code | Generator.ID | bogen | Reported.Prime.Mover | Net.Generation.Year.To.Date | Net.Generation.January | Net.Generation.February | Net.Generation.March | Net.Generation.April | Net.Generation.May | Net.Generation.June | Net.Generation.July | Net.Generation.August | Net.Generation.September | Net.Generation.October | Net.Generation.November | Net.Generation.December | YEAR
| 10168 | GTG1 | 10168^1 | CT | 69541 | 25166 | 24395 | 19980 | 0 | 0 | 0 | 0 | 0 | 0 | 0 | 0 | 0 | 2015
| 10168 | STG1 | 10168^2 | CA | 21081 | 7297 | 7758 | 6026 | 0 | 0 | 0 | 0 | 0 | 0 | 0 | 0 | 0 | 2015
FuelHeatByBoilerID |  | 2015
| Plant.Code | Boiler.ID | bogen | Reported.Prime.Mover_bf.923 | flagFuelHeat | Boiler.ID.Total.Fuel.Heat.January | Boiler.ID.Total.Fuel.Heat.February | Boiler.ID.Total.Fuel.Heat.March | Boiler.ID.Total.Fuel.Heat.April | Boiler.ID.Total.Fuel.Heat.May | Boiler.ID.Total.Fuel.Heat.June | Boiler.ID.Total.Fuel.Heat.July | Boiler.ID.Total.Fuel.Heat.August | Boiler.ID.Total.Fuel.Heat.September | Boiler.ID.Total.Fuel.Heat.October | Boiler.ID.Total.Fuel.Heat.November | Boiler.ID.Total.Fuel.Heat.December | YEAR
| 10168 | GTG1 | 10168^1 | CT | 0 | 334742.5 | 323513.19 | 260824.575 | 0 | 0 | 0 | 0 | 0 | 0 | 0 | 0 | 0 | 2015
| 10168 | HRSG1 | 10168^2 | CA | 0 | 22090.692 | 20769.318 | 12821.725 | 0 | 0 | 0 | 0 | 0 | 0 | 0 | 0 | 0 | 2015
NetGenByGeneratorID |  | 2015
| Plant.Code | Generator.ID | bogen | Reported.Prime.Mover_923 | Net.Generation.mwh | Generator.ID.Total.Net.Generation.January | Generator.ID.Total.Net.Generation.February | Generator.ID.Total.Net.Generation.March | Generator.ID.Total.Net.Generation.April | Generator.ID.Total.Net.Generation.May | Generator.ID.Total.Net.Generation.June | Generator.ID.Total.Net.Generation.July | Generator.ID.Total.Net.Generation.August | Generator.ID.Total.Net.Generation.September | Generator.ID.Total.Net.Generation.October | Generator.ID.Total.Net.Generation.November | Generator.ID.Total.Net.Generation.December | YEAR
| 10168 | GTG1 | 10168^1 | CT | 69541 | 25166 | 24395 | 19980 | 0 | 0 | 0 | 0 | 0 | 0 | 0 | 0 | 0 | 2015
| 10168 | STG1 | 10168^2 | CA | 21081 | 7297 | 7758 | 6026 | 0 | 0 | 0 | 0 | 0 | 0 | 0 | 0 | 0 | 2015
FuelHeatByBogen |  | 2015
| Plant.Code | blankCol | bogen | Reported.Prime.Mover_bf.923 | flagFuelHeat | Bogen.Total.Fuel.Heat.January | Bogen.Total.Fuel.Heat.February | Bogen.Total.Fuel.Heat.March | Bogen.Total.Fuel.Heat.April | Bogen.Total.Fuel.Heat.May | Bogen.Total.Fuel.Heat.June | Bogen.Total.Fuel.Heat.July | Bogen.Total.Fuel.Heat.August | Bogen.Total.Fuel.Heat.September | Bogen.Total.Fuel.Heat.October | Bogen.Total.Fuel.Heat.November | Bogen.Total.Fuel.Heat.December | YEAR
| 10168 |  | 10168^1 | CT | 0 | 334742.5 | 323513.19 | 260824.575 | 0 | 0 | 0 | 0 | 0 | 0 | 0 | 0 | 0 | 2015
| 10168 |  | 10168^2 | CA | 0 | 22090.692 | 20769.318 | 12821.725 | 0 | 0 | 0 | 0 | 0 | 0 | 0 | 0 | 0 | 2015
NetGenByBogen |  | 2015
| Plant.Code | blankCol | bogen | Reported.Prime.Mover_923 | Net.Generation.mwh | Bogen.Total.Net.Generation.January | Bogen.Total.Net.Generation.February | Bogen.Total.Net.Generation.March | Bogen.Total.Net.Generation.April | Bogen.Total.Net.Generation.May | Bogen.Total.Net.Generation.June | Bogen.Total.Net.Generation.July | Bogen.Total.Net.Generation.August | Bogen.Total.Net.Generation.September | Bogen.Total.Net.Generation.October | Bogen.Total.Net.Generation.November | Bogen.Total.Net.Generation.December | YEAR
| 10168 |  | 10168^1 | CT | 69541 | 25166 | 24395 | 19980 | 0 | 0 | 0 | 0 | 0 | 0 | 0 | 0 | 0 | 2015
| 10168 |  | 10168^2 | CA | 21081 | 7297 | 7758 | 6026 | 0 | 0 | 0 | 0 | 0 | 0 | 0 | 0 | 0 | 2015
ThermalEfficiencyByBogen |  | 2015
| Plant.Code | blankCol | bogen | Reported.Prime.Mover_923 | Net.Generation.mwh | ThermalEfficiency.January | ThermalEfficiency.February | ThermalEfficiency.March | ThermalEfficiency.April | ThermalEfficiency.May | ThermalEfficiency.June | ThermalEfficiency.July | ThermalEfficiency.August | ThermalEfficiency.September | ThermalEfficiency.October | ThermalEfficiency.November | ThermalEfficiency.December | YEAR
| 10168 |  | 10168^1 | CT | 69541 | 0.25653 | 0.2573 | 0.26138 | 0 | 0 | 0 | 0 | 0 | 0 | 0 | 0 | 0 | 2015
| 10168 |  | 10168^2 | CA | 21081 | 1.1271 | 1.2745 | 1.6036 | 0 | 0 | 0 | 0 | 0 | 0 | 0 | 0 | 0 | 2015

## 50002
2015 | Plant.Code | orig_sheet3_key | auto_sheet3_flags | auto_sheet3_key | orig_sheet4_key | auto_sheet4_flags | auto_sheet4_key | EIA_associationTable | generator.data.860 | retiredGenerators.860 | Boiler_InfoDesign_Parameters.860 | boilerFuelData_923 | generation.data.923 | page1GenFuelData.923 | FuelHeatByLine | NetGenByLine | FuelHeatByBoilerID | NetGenByGeneratorID | FuelHeatByBogen | NetGenByBogen | ThermalEfficiencyByBogen
#Rows | 50002 | 4 | 3 | 3 | 4 | 4 | 4 | 0 | 4 | 0 | 0 | 7 | 4 | 4 | 6 | 4 | 3 | 4 | 1 | 4 | 4
orig_sheet3_key |  | 2015
| plant_bo | bogen | Plant.Code
| 50002^GEN1 | 50002^1 | 50002
| 50002^GEN2 | 50002^1 | 50002
| 50002^GEN3 | 50002^1 | 50002
| 50002^NA | 50002^1 | 50002
auto_sheet3_flags |  | 2015
| Plant.Code | plant_bo | bogen | missing.from.923 | unmapped_but_in_923 | unmapped | Orphan.Boiler | Boiler.Status | Boiler.ID.NotIn.Assoc | missingPlant.assoc | missingPlant.boilerDesignData.860 | missingPlant.generation.data.923 | missingPlant.boilerFuelData.923 | flag.CACT.missingPair | missing.bf.923 | flag.ST.missing.bf.923 | flag.ST.missing.bf.923.unmapped | flag_RPM | flag_floatingGen | flag_BoilerRetired | flag_Boiler.Status | flag_923bogenCTonly | flagFuelHeat | flag_STassoc_CT_CS_CA | flag_CSassociation | flagFH_no_NG_January | flagNG_no_FH_January | flagFuelHeat_January | flagFH_no_NG_February | flagNG_no_FH_February | flagFuelHeat_February | flagFH_no_NG_March | flagNG_no_FH_March | flagFuelHeat_March | flagFH_no_NG_April | flagNG_no_FH_April | flagFuelHeat_April | flagFH_no_NG_May | flagNG_no_FH_May | flagFuelHeat_May | flagFH_no_NG_June | flagNG_no_FH_June | flagFuelHeat_June | flagFH_no_NG_July | flagNG_no_FH_July | flagFuelHeat_July | flagFH_no_NG_August | flagNG_no_FH_August | flagFuelHeat_August | flagFH_no_NG_September | flagNG_no_FH_September | flagFuelHeat_September | flagFH_no_NG_October | flagNG_no_FH_October | flagFuelHeat_October | flagFH_no_NG_November | flagNG_no_FH_November | flagFuelHeat_November | flagFH_no_NG_December | flagNG_no_FH_December | flagFuelHeat_December | flag_ManualPlant | flag_MisMatch
| 50002 | 50002^GEN1 | 50002^1 | 0 | 0 | 0 | 0 | 0 | 1 | 1 | 1 | 0 | 0 | 0 | 0 | 0 | 0 | 1 | 0 | 0 | 0 | 0 | 0 | 0 | 0 | 0 | 0 | 0 | 0 | 0 | 0 | 0 | 0 | 0 | 0 | 0 | 0 | 0 | 0 | 0 | 0 | 0 | 0 | 0 | 0 | 0 | 0 | 0 | 0 | 0 | 0 | 0 | 0 | 0 | 0 | 0 | 0 | 0 | 0 | 0 | 0 | 1 | 0
| 50002 | 50002^GEN2 | 50002^1 | 0 | 0 | 0 | 0 | 0 | 1 | 1 | 1 | 0 | 0 | 0 | 0 | 0 | 0 | 1 | 0 | 0 | 0 | 0 | 0 | 0 | 0 | 0 | 0 | 0 | 0 | 0 | 0 | 0 | 0 | 0 | 0 | 0 | 0 | 0 | 0 | 0 | 0 | 0 | 0 | 0 | 0 | 0 | 0 | 0 | 0 | 0 | 0 | 0 | 0 | 0 | 0 | 0 | 0 | 0 | 0 | 0 | 0 | 1 | 0
| 50002 | 50002^GEN3 | 50002^1 | 0 | 0 | 0 | 0 | 0 | 1 | 1 | 1 | 0 | 0 | 0 | 0 | 0 | 0 | 1 | 0 | 0 | 0 | 0 | 0 | 0 | 0 | 0 | 0 | 0 | 0 | 0 | 0 | 0 | 0 | 0 | 0 | 0 | 0 | 0 | 0 | 0 | 0 | 0 | 0 | 0 | 0 | 0 | 0 | 0 | 0 | 0 | 0 | 0 | 0 | 0 | 0 | 0 | 0 | 0 | 0 | 0 | 0 | 1 | 0
auto_sheet3_key |  | 2015
manualEdit | Plant.Code | bogen | Boiler.ID | Unit.Code | bga.source | Boiler.ID.Total.Fuel.Heat.January | PlantLine.Total.Fuel.Heat.January | flagNG_no_FH_January | flagFH_no_NG_January | flagFuelHeat_January | Boiler.ID.Total.Fuel.Heat.February | PlantLine.Total.Fuel.Heat.February | flagNG_no_FH_February | flagFH_no_NG_February | flagFuelHeat_February | Boiler.ID.Total.Fuel.Heat.March | PlantLine.Total.Fuel.Heat.March | flagNG_no_FH_March | flagFH_no_NG_March | flagFuelHeat_March | Boiler.ID.Total.Fuel.Heat.April | PlantLine.Total.Fuel.Heat.April | flagNG_no_FH_April | flagFH_no_NG_April | flagFuelHeat_April | Boiler.ID.Total.Fuel.Heat.May | PlantLine.Total.Fuel.Heat.May | flagNG_no_FH_May | flagFH_no_NG_May | flagFuelHeat_May | Boiler.ID.Total.Fuel.Heat.June | PlantLine.Total.Fuel.Heat.June | flagNG_no_FH_June | flagFH_no_NG_June | flagFuelHeat_June | Boiler.ID.Total.Fuel.Heat.July | PlantLine.Total.Fuel.Heat.July | flagNG_no_FH_July | flagFH_no_NG_July | flagFuelHeat_July | Boiler.ID.Total.Fuel.Heat.August | PlantLine.Total.Fuel.Heat.August | flagNG_no_FH_August | flagFH_no_NG_August | flagFuelHeat_August | Boiler.ID.Total.Fuel.Heat.September | PlantLine.Total.Fuel.Heat.September | flagNG_no_FH_September | flagFH_no_NG_September | flagFuelHeat_September | Boiler.ID.Total.Fuel.Heat.October | PlantLine.Total.Fuel.Heat.October | flagNG_no_FH_October | flagFH_no_NG_October | flagFuelHeat_October | Boiler.ID.Total.Fuel.Heat.November | PlantLine.Total.Fuel.Heat.November | flagNG_no_FH_November | flagFH_no_NG_November | flagFuelHeat_November | Boiler.ID.Total.Fuel.Heat.December | PlantLine.Total.Fuel.Heat.December | flagNG_no_FH_December | flagFH_no_NG_December | flagFuelHeat_December | missing.from.923 | flagBoiler.ID_assoc | orig_Boiler.ID_assoc | orig_Boiler.ID_bf.923 | flagBoiler.ID_bf.923 | missing.bf.923 | Reported.Prime.Mover_bf.923 | Reported.Prime.Mover_923 | Reported.Prime.Mover_860 | Reported.Fuel.Type.Code | Technology | Energy.Source.1 | unmapped_but_in_923 | unmapped | Orphan.Boiler | Boiler.Status | Boiler.Retirement.Year | Boiler.Retirement.Month | flag_BoilerRetired | flag_Boiler.Status | Boiler.ID.NotIn.Assoc | missingPlant.assoc | missingPlant.boilerDesignData.860 | missingPlant.generation.data.923 | missingPlant.boilerFuelData.923 | Reported.Prime.Mover_page1 | flag.ST.missing.bf.923 | flag.CACT.missingPair | flag_923bogenCTonly | flag.NGCC.badFuel | flag.ST.missing.bf.923.unmapped | flag_RPM | flag_floatingGen | flagFuelHeat | flag_STassoc_CT_CS_CA | flag_CSassociation | countFlags | YEAR | plant_bo | plant_bo_bf.923 | plant_bo_assoc
0 | 50002 | 50002^1 | GEN1 | CC1 | unit_connection | 15756.075 |  | 0 | 0 | 0 | 51459.24 |  | 0 | 0 | 0 | 67481.958 |  | 0 | 0 | 0 | 15024.763 |  | 0 | 0 | 0 | 28426.125 |  | 0 | 0 | 0 | 10200.8 |  | 0 | 0 | 0 | 72207.748 |  | 0 | 0 | 0 | 114271.29 |  | 0 | 0 | 0 | 66010.35 |  | 0 | 0 | 0 | 207629.997 |  | 0 | 0 | 0 | 85019.712 |  | 0 | 0 | 0 | 9705.528 |  | 0 | 0 | 0 | FALSE |  |  | GEN1 | removeChar | FALSE | CT | CT | CT | NG | Natural Gas Fired Combined Cycle | NG | FALSE | FALSE | FALSE |  |  |  |  | 0 | 1 | TRUE | TRUE | FALSE | FALSE |  | 0 | FALSE | FALSE | 0 | 0 | 1 | 0 | 0 | 0 | 0 | 5 | 2015 | 50002^GEN1 | 50002^GEN1 | 50002^NA
0 | 50002 | 50002^1 | GEN2 | CC1 | string_assn | 20365.713 |  | 0 | 0 | 0 | 61726.656 |  | 0 | 0 | 0 | 80031.672 |  | 0 | 0 | 0 | 17874.447 |  | 0 | 0 | 0 | 31551.198 |  | 0 | 0 | 0 | 11522.025 |  | 0 | 0 | 0 | 74901.108 |  | 0 | 0 | 0 | 127174.1 |  | 0 | 0 | 0 | 71702.778 |  | 0 | 0 | 0 | 219919.517 |  | 0 | 0 | 0 | 88303.144 |  | 0 | 0 | 0 | 10459.785 |  | 0 | 0 | 0 | FALSE |  |  | GEN2 | removeChar | FALSE | CT | CT | CT | DFO | Natural Gas Fired Combined Cycle | NG | FALSE | FALSE | FALSE |  |  |  |  | 0 | 1 | TRUE | TRUE | FALSE | FALSE |  | 0 | FALSE | FALSE | 0 | 0 | 1 | 0 | 0 | 0 | 0 | 5 | 2015 | 50002^GEN2 | 50002^GEN2 | 50002^NA
0 | 50002 | 50002^1 | GEN3 | CC1 | unit_connection | 18805.695 |  | 0 | 0 | 0 | 58948.464 |  | 0 | 0 | 0 | 75577.14 |  | 0 | 0 | 0 | 17101.197 |  | 0 | 0 | 0 | 0 |  | 0 | 0 | 0 | 0 |  | 0 | 0 | 0 | 80055.784 |  | 0 | 0 | 0 | 121706.86 |  | 0 | 0 | 0 | 77363.307 |  | 0 | 0 | 0 | 213661.811 |  | 0 | 0 | 0 | 86786.148 |  | 0 | 0 | 0 | 10085.229 |  | 0 | 0 | 0 | FALSE |  |  | GEN3 | removeChar | FALSE | CT | CT | CT | DFO | Natural Gas Fired Combined Cycle | NG | FALSE | FALSE | FALSE |  |  |  |  | 0 | 1 | TRUE | TRUE | FALSE | FALSE |  | 0 | FALSE | FALSE | 0 | 0 | 1 | 0 | 0 | 0 | 0 | 5 | 2015 | 50002^GEN3 | 50002^GEN3 | 50002^NA
1 | 50002 | 50002^1 | NA | [68 empty] | CA | [30 empty] | 2015 | 50002^NA | 50002^NA
orig_sheet4_key |  | 2015
| plant_gen | bogen | Plant.Code
| 50002^GEN1 | 50002^1 | 50002
| 50002^GEN2 | 50002^1 | 50002
| 50002^GEN3 | 50002^1 | 50002
| 50002^GEN4 | 50002^1 | 50002
auto_sheet4_flags |  | 2015
| Plant.Code | plant_gen | bogen | missing.from.923 | Generator.Status | Orphan.Generator | unmapped_but_in_923 | unmapped | missingPlant.assoc | missingPlant.generator.data.860 | missingPlant.generation.data.923 | flag.CACT.missingPair | missing.bf.923 | missing.generation.data | flag.ST.missing.bf.923 | flag.ST.missing.bf.923.unmapped | flag_RPM | flag_floatingGen | flag_GeneratorRetired | flag_Generator.Status | flag_923bogenCTonly | flagFuelHeat | flag_STassoc_CT_CS_CA | flag_CSassociation | flagNetGenWithoutFuelHeat | flagFuelHeatWithoutNetGen | flagFH_no_NG_January | flagNG_no_FH_January | flagFuelHeat_January | flagFH_no_NG_February | flagNG_no_FH_February | flagFuelHeat_February | flagFH_no_NG_March | flagNG_no_FH_March | flagFuelHeat_March | flagFH_no_NG_April | flagNG_no_FH_April | flagFuelHeat_April | flagFH_no_NG_May | flagNG_no_FH_May | flagFuelHeat_May | flagFH_no_NG_June | flagNG_no_FH_June | flagFuelHeat_June | flagFH_no_NG_July | flagNG_no_FH_July | flagFuelHeat_July | flagFH_no_NG_August | flagNG_no_FH_August | flagFuelHeat_August | flagFH_no_NG_September | flagNG_no_FH_September | flagFuelHeat_September | flagFH_no_NG_October | flagNG_no_FH_October | flagFuelHeat_October | flagFH_no_NG_November | flagNG_no_FH_November | flagFuelHeat_November | flagFH_no_NG_December | flagNG_no_FH_December | flagFuelHeat_December | flag_ManualPlant | flag_MisMatch
| 50002 | 50002^GEN1 | 50002^1 | 0 | 0 | 0 | 0 | 0 | 1 | 0 | 0 | 0 | 0 | 0 | 0 | 0 | 1 | 0 | 0 | 0 | 0 | 0 | 0 | 0 | 0 | 0 | 0 | 0 | 0 | 0 | 0 | 0 | 0 | 0 | 0 | 0 | 0 | 0 | 0 | 0 | 0 | 0 | 0 | 0 | 0 | 0 | 0 | 0 | 0 | 0 | 0 | 0 | 0 | 0 | 0 | 0 | 0 | 0 | 0 | 0 | 0 | 0 | 1 | 0
| 50002 | 50002^GEN2 | 50002^1 | 0 | 0 | 0 | 0 | 0 | 1 | 0 | 0 | 0 | 0 | 0 | 0 | 0 | 1 | 0 | 0 | 0 | 0 | 0 | 0 | 0 | 0 | 0 | 0 | 0 | 0 | 0 | 0 | 0 | 0 | 0 | 0 | 0 | 0 | 0 | 0 | 0 | 0 | 0 | 0 | 0 | 0 | 0 | 0 | 0 | 0 | 0 | 0 | 0 | 0 | 0 | 0 | 0 | 0 | 0 | 0 | 0 | 0 | 0 | 1 | 0
| 50002 | 50002^GEN3 | 50002^1 | 0 | 0 | 0 | 0 | 0 | 1 | 0 | 0 | 0 | 0 | 0 | 0 | 0 | 1 | 0 | 0 | 0 | 0 | 0 | 0 | 0 | 0 | 0 | 0 | 0 | 0 | 0 | 0 | 0 | 0 | 0 | 0 | 0 | 0 | 0 | 0 | 0 | 0 | 0 | 0 | 0 | 0 | 0 | 0 | 0 | 0 | 0 | 0 | 0 | 0 | 0 | 0 | 0 | 0 | 0 | 0 | 0 | 0 | 0 | 1 | 0
| 50002 | 50002^GEN4 | 50002^1 | 0 | 0 | 0 | 0 | 0 | 1 | 0 | 0 | 0 | 0 | 0 | 0 | 0 | 0 | 0 | 0 | 0 | 0 | 0 | 0 | 0 | 0 | 0 | 0 | 0 | 0 | 0 | 0 | 0 | 0 | 0 | 0 | 0 | 0 | 0 | 0 | 0 | 0 | 0 | 0 | 0 | 0 | 0 | 0 | 0 | 0 | 0 | 0 | 0 | 0 | 0 | 0 | 0 | 0 | 0 | 0 | 0 | 0 | 0 | 1 | 0
auto_sheet4_key |  | 2015
manualEdit | Plant.Code | Generator.ID | bogen | Unit.Code | bga.source | Net.Generation.mwh | Generator.ID.Total.Net.Generation.January | PlantLine.Total.Fuel.Heat.January | PlantLine.Total.Net.Generation.January | flagNG_no_FH_January | flagFH_no_NG_January | flagFuelHeat_January | Generator.ID.Total.Net.Generation.February | PlantLine.Total.Fuel.Heat.February | PlantLine.Total.Net.Generation.February | flagNG_no_FH_February | flagFH_no_NG_February | flagFuelHeat_February | Generator.ID.Total.Net.Generation.March | PlantLine.Total.Fuel.Heat.March | PlantLine.Total.Net.Generation.March | flagNG_no_FH_March | flagFH_no_NG_March | flagFuelHeat_March | Generator.ID.Total.Net.Generation.April | PlantLine.Total.Fuel.Heat.April | PlantLine.Total.Net.Generation.April | flagNG_no_FH_April | flagFH_no_NG_April | flagFuelHeat_April | Generator.ID.Total.Net.Generation.May | PlantLine.Total.Fuel.Heat.May | PlantLine.Total.Net.Generation.May | flagNG_no_FH_May | flagFH_no_NG_May | flagFuelHeat_May | Generator.ID.Total.Net.Generation.June | PlantLine.Total.Fuel.Heat.June | PlantLine.Total.Net.Generation.June | flagNG_no_FH_June | flagFH_no_NG_June | flagFuelHeat_June | Generator.ID.Total.Net.Generation.July | PlantLine.Total.Fuel.Heat.July | PlantLine.Total.Net.Generation.July | flagNG_no_FH_July | flagFH_no_NG_July | flagFuelHeat_July | Generator.ID.Total.Net.Generation.August | PlantLine.Total.Fuel.Heat.August | PlantLine.Total.Net.Generation.August | flagNG_no_FH_August | flagFH_no_NG_August | flagFuelHeat_August | Generator.ID.Total.Net.Generation.September | PlantLine.Total.Fuel.Heat.September | PlantLine.Total.Net.Generation.September | flagNG_no_FH_September | flagFH_no_NG_September | flagFuelHeat_September | Generator.ID.Total.Net.Generation.October | PlantLine.Total.Fuel.Heat.October | PlantLine.Total.Net.Generation.October | flagNG_no_FH_October | flagFH_no_NG_October | flagFuelHeat_October | Generator.ID.Total.Net.Generation.November | PlantLine.Total.Fuel.Heat.November | PlantLine.Total.Net.Generation.November | flagNG_no_FH_November | flagFH_no_NG_November | flagFuelHeat_November | Generator.ID.Total.Net.Generation.December | PlantLine.Total.Fuel.Heat.December | PlantLine.Total.Net.Generation.December | flagNG_no_FH_December | flagFH_no_NG_December | flagFuelHeat_December | missing.from.923 | orig_Generator.ID_923 | flagGenerator.ID_923 | orig_Generator.ID_860 | flagGenerator.ID_860 | flagGenerator.ID_assoc | orig_Generator.ID_assoc | missing.bf.923 | Reported.Prime.Mover_bf.923 | Reported.Prime.Mover_923 | Reported.Prime.Mover_860 | Reported.Fuel.Type.Code | Technology | Energy.Source.1 | Generator.Status | Orphan.Generator | unmapped_but_in_923 | unmapped | flag_Generator.Status | Generator.Retirement.Year | Generator.Retirement.Month | flag_GeneratorRetired | missingPlant.assoc | missingPlant.generator.data.860 | missingPlant.generation.data.923 | Reported.Prime.Mover_page1 | flag.ST.missing.bf.923 | flag.CACT.missingPair | flag_923bogenCTonly | flag.NGCC.badFuel | flag.ST.missing.bf.923.unmapped | flag_RPM | flag_floatingGen | flagNetGenWithoutFuelHeat | flagFuelHeatWithoutNetGen | flagFuelHeat | flag_STassoc_CT_CS_CA | flag_CSassociation | countFlags | YEAR | plant_gen | plant_gen.923 | plant_gen.860 | plant_gen_assoc | missing.generation.data
0 | 50002 | GEN1 | 50002^1 | CC1 | unit_connection | 58352 | 1285 |  |  | 0 | 0 | 0 | 4221 |  |  | 0 | 0 | 0 | 5419 |  |  | 0 | 0 | 0 | 1182 |  |  | 0 | 0 | 0 | 2204 |  |  | 0 | 0 | 0 | 783 |  |  | 0 | 0 | 0 | 5518 |  |  | 0 | 0 | 0 | 8495 |  |  | 0 | 0 | 0 | 5331 |  |  | 0 | 0 | 0 | 16069 |  |  | 0 | 0 | 0 | 7134 |  |  | 0 | 0 | 0 | 711 |  |  | 0 | 0 | 0 | FALSE | GEN1 | removeChar | GEN1 | removeChar |  |  | FALSE | CT | CT | CT | DFO | Natural Gas Fired Combined Cycle | NG | OP | FALSE | FALSE | FALSE | 0 |  |  |  | TRUE | FALSE | FALSE |  | 0 | FALSE | FALSE | 0 | 0 | 1 | 0 | 0 | 0 | 0 | 0 | 0 | 5 | 2015 | 50002^GEN1 | 50002^GEN1 | 50002^GEN1 | 50002^NA | FALSE
0 | 50002 | GEN2 | 50002^1 | CC1 | unit_connection | 62901 | 1651 |  |  | 0 | 0 | 0 | 4997 |  |  | 0 | 0 | 0 | 6368 |  |  | 0 | 0 | 0 | 1394 |  |  | 0 | 0 | 0 | 2383 |  |  | 0 | 0 | 0 | 865 |  |  | 0 | 0 | 0 | 5604 |  |  | 0 | 0 | 0 | 9249 |  |  | 0 | 0 | 0 | 5679 |  |  | 0 | 0 | 0 | 16717 |  |  | 0 | 0 | 0 | 7247 |  |  | 0 | 0 | 0 | 747 |  |  | 0 | 0 | 0 | FALSE | GEN2 | removeChar | GEN2 | removeChar |  |  | FALSE | CT | CT | CT | DFO | Natural Gas Fired Combined Cycle | NG | OP | FALSE | FALSE | FALSE | 0 |  |  |  | TRUE | FALSE | FALSE |  | 0 | FALSE | FALSE | 0 | 0 | 1 | 0 | 0 | 0 | 0 | 0 | 0 | 5 | 2015 | 50002^GEN2 | 50002^GEN2 | 50002^GEN2 | 50002^NA | FALSE
0 | 50002 | GEN3 | 50002^1 | CC1 | string_assn | 60418 | 1543 |  |  | 0 | 0 | 0 | 4896 |  |  | 0 | 0 | 0 | 6074 |  |  | 0 | 0 | 0 | 1348 |  |  | 0 | 0 | 0 | 0 |  |  | 0 | 0 | 0 | 0 |  |  | 0 | 0 | 0 | 6184 |  |  | 0 | 0 | 0 | 9166 |  |  | 0 | 0 | 0 | 6374 |  |  | 0 | 0 | 0 | 16741 |  |  | 0 | 0 | 0 | 7346 |  |  | 0 | 0 | 0 | 746 |  |  | 0 | 0 | 0 | FALSE | GEN3 | removeChar | GEN3 | removeChar |  |  | FALSE | CT | CT | CT | DFO | Natural Gas Fired Combined Cycle | NG | OP | FALSE | FALSE | FALSE | 0 |  |  |  | TRUE | FALSE | FALSE |  | 0 | FALSE | FALSE | 0 | 0 | 1 | 0 | 0 | 0 | 0 | 0 | 0 | 5 | 2015 | 50002^GEN3 | 50002^GEN3 | 50002^GEN3 | 50002^NA | FALSE
0 | 50002 | GEN4 | 50002^1 | CC1 | unit_connection | 77652 | 1707 |  |  | 0 | 0 | 0 | 5456 |  |  | 0 | 0 | 0 | 7239 |  |  | 0 | 0 | 0 | 1656 |  |  | 0 | 0 | 0 | 1992 |  |  | 0 | 0 | 0 | 712 |  |  | 0 | 0 | 0 | 7577 |  |  | 0 | 0 | 0 | 12006 |  |  | 0 | 0 | 0 | 7721 |  |  | 0 | 0 | 0 | 21324 |  |  | 0 | 0 | 0 | 9364 |  |  | 0 | 0 | 0 | 898 |  |  | 0 | 0 | 0 | FALSE | GEN4 | removeChar | GEN4 | removeChar |  |  | FALSE | CT | CA | CA | NG | Natural Gas Fired Combined Cycle | NG | OP | FALSE | FALSE | FALSE | 0 |  |  |  | TRUE | FALSE | FALSE |  | 0 | FALSE | FALSE | 0 | 0 |  | 0 | 0 | 0 | 0 | 0 | 0 | 4 | 2015 | 50002^GEN4 | 50002^GEN4 | 50002^GEN4 | 50002^NA | FALSE
EIA_associationTable |  | 2015
| Utility.ID | Utility.Name | Plant.Code | Plant.Name | Boiler.ID | Generator.ID | Steam.Plant.Type
generator.data.860 |  | 2015
| Utility.ID | Utility.Name | Plant.Code | Plant.Name | State | County | Generator.ID | Technology | Prime.Mover | Unit.Code | Ownership | Duct.Burners | Can.Bypass.Heat.Recovery.Steam.Generator. | RTO.ISO.LMP.Node.Designation | RTO.ISO.Location.Designation.for.Reporting.Wholesale.Sales.Data.to.FERC | Nameplate.Capacity..MW. | Nameplate.Power.Factor | Summer.Capacity..MW. | Winter.Capacity..MW. | Minimum.Load..MW. | Uprate.or.Derate.Completed.During.Year | Month.Uprate.or.Derate.Completed | Year.Uprate.or.Derate.Completed | Status | Synchronized.to.Transmission.Grid | Operating.Month | Operating.Year | Planned.Retirement.Month | Planned.Retirement.Year | Associated.with.Combined.Heat.and.Power.System | Sector.Name | Sector | Topping.or.Bottoming | Energy.Source.1 | Energy.Source.2 | Energy.Source.3 | Energy.Source.4 | Energy.Source.5 | Energy.Source.6 | Startup.Source.1 | Startup.Source.2 | Startup.Source.3 | Startup.Source.4 | Solid.Fuel.Gasification.System. | Carbon.Capture.Technology. | Turbines..Inverters..or.Hydrokinetic.Buoys | Time.from.Cold.Shutdown.to.Full.Load | Fluidized.Bed.Technology. | Pulverized.Coal.Technology. | Stoker.Technology. | Other.Combustion.Technology. | Subcritical.Technology. | Supercritical.Technology. | Ultrasupercritical.Technology. | Planned.Net.Summer.Capacity.Uprate..MW. | Planned.Net.Winter.Capacity.Uprate..MW. | Planned.Uprate.Month | Planned.Uprate.Year | Planned.Net.Summer.Capacity.Derate..MW. | Planned.Net.Winter.Capacity.Derate..MW. | Planned.Derate.Month | Planned.Derate.Year | Planned.New.Prime.Mover | Planned.Energy.Source.1 | Planned.New.Nameplate.Capacity..MW. | Planned.Repower.Month | Planned.Repower.Year | Other.Planned.Modifications. | Other.Modifications.Month | Other.Modifications.Year | Cofire.Fuels. | Switch.Between.Oil.and.Natural.Gas.
| 15114 | Pittsfield Generating Company, LP | 50002 | Pittsfield Generating LP | MA | Berkshire | GEN1 | Natural Gas Fired Combined Cycle | CT | CC1 | W | X | N | 326 UN.ALTRESCO13.8ALTR | UN.ALTRESCO13.8ALTR | 40.7 | 0.95 | 35.2 | 43.3 | 25 | N |  |  | OP | X | 7 | 1990 |  |  | Y | IPP CHP | 3 | T | NG | DFO | [8 empty] | N | N |  | 12H |  |  |  | Y | [19 empty] | Y | Y
| 15114 | Pittsfield Generating Company, LP | 50002 | Pittsfield Generating LP | MA | Berkshire | GEN2 | Natural Gas Fired Combined Cycle | CT | CC1 | W | X | N | 326 UN.ALTRESCO13.8ALTR | 326 UN.ALTRESCO13.8ALTR | 40.7 | 0.95 | 35.2 | 43.3 | 25 | N |  |  | OP | X | 7 | 1990 |  |  | Y | IPP CHP | 3 | T | NG | DFO | [8 empty] | N | N |  | 12H |  |  |  | Y | [16 empty] | N |  |  | Y | Y
| 15114 | Pittsfield Generating Company, LP | 50002 | Pittsfield Generating LP | MA | Berkshire | GEN3 | Natural Gas Fired Combined Cycle | CT | CC1 | W | X | N | 326 UN.ALTRESCO13.8ALTR | 326 UN.ALTRESCO13.8ALTR | 40.7 | 0.95 | 35.2 | 43.3 | 25 | N |  |  | OP | X | 7 | 1990 |  |  | Y | IPP CHP | 3 | T | NG | DFO | [8 empty] | N | N |  | 12H |  |  |  | Y | [19 empty] | Y | Y
| 15114 | Pittsfield Generating Company, LP | 50002 | Pittsfield Generating LP | MA | Berkshire | GEN4 | Natural Gas Fired Combined Cycle | CA | CC1 | W | N | X | 326 UN.ALTRESCO13.8ALTR | 326 UN.ALTRESCO13.8ALTR | 53.4 | 0.95 | 45.8 | 53.4 | 6 | N |  |  | OP | X | 7 | 1990 |  |  | Y | IPP CHP | 3 | B | NG | [9 empty] | N | N |  | 12H
retiredGenerators.860 |  | 2015
| Utility.ID | Utility.Name | Plant.Code | Plant.Name | State | County | Generator.ID | Technology | Prime.Mover | Unit.Code | Ownership | Duct.Burners | Can.Bypass.Heat.Recovery.Steam.Generator. | RTO.ISO.LMP.Node.Designation | RTO.ISO.Location.Designation.for.Reporting.Wholesale.Sales.Data.to.FERC | Nameplate.Capacity..MW. | Nameplate.Power.Factor | Summer.Capacity..MW. | Winter.Capacity..MW. | Minimum.Load..MW. | Uprate.or.Derate.Completed.During.Year | Month.Uprate.or.Derate.Completed | Year.Uprate.or.Derate.Completed | Status | Synchronized.to.Transmission.Grid | Operating.Month | Operating.Year | Retirement.Month | Retirement.Year | Associated.with.Combined.Heat.and.Power.System | Sector.Name | Sector | Topping.or.Bottoming | Energy.Source.1 | Energy.Source.2 | Energy.Source.3 | Energy.Source.4 | Energy.Source.5 | Energy.Source.6 | Startup.Source.1 | Startup.Source.2 | Startup.Source.3 | Startup.Source.4 | Solid.Fuel.Gasification.System. | Carbon.Capture.Technology. | Turbines..Inverters..or.Hydrokinetic.Buoys | Time.from.Cold.Shutdown.to.Full.Load | Fluidized.Bed.Technology. | Pulverized.Coal.Technology. | Stoker.Technology. | Other.Combustion.Technology. | Subcritical.Technology. | Supercritical.Technology. | Ultrasupercritical.Technology. | Cofire.Fuels. | Switch.Between.Oil.and.Natural.Gas.
Boiler_InfoDesign_Parameters.860 |  | 2015
| Utility.ID | Utility.Name | Plant.Code | Plant.Name | State | Boiler.ID | Boiler.Status | Type.of.Boiler | Inservice.Month | Inservice.Year | Retirement.Month | Retirement.Year | Firing.Type.1 | Firing.Type.2 | Firing.Type.3 | Max.Steam.Flow..Thousand.Pounds.per.Hour. | Firing.Rate.Using.Coal..0.1.Tons.per.Hour. | Firing.Rate.Using.Petroleum..0.1.Barrels.per.Hour. | Firing.Rate.Using.Gas..0.1.MCF.per.Hour. | Firing.Rate.Using.Other.Fuels | Waste.Heat.Input..Million.BTU.per.Hour. | Primary.Fuel.1 | Primary.Fuel.2 | Primary.Fuel.3 | Primary.Fuel.4 | Turndown.Ratio | Efficiency.100..Load | Efficiency.50..Load | Air.Flow.100..Load..Cubic.Feet.per.Minute. | Wet.Dry.Bottom | Fly.Ash.Reinjection | Steam.Plant.Type | missingData
boilerFuelData_923 |  | 2015
| Plant.Code | Combined.Heat.And..Power.Plant | Plant.Name | Operator.Name | Operator.Id | Plant.State | Census.Region | NERC.Region | NAICS.Code | Sector.Number | Sector.Name | Boiler.ID | Reported.Prime.Mover | Reported.Fuel.Type.Code | Physical.Unit.Label | Quantity.Of.Fuel.Consumed.January | Quantity.Of.Fuel.Consumed.February | Quantity.Of.Fuel.Consumed.March | Quantity.Of.Fuel.Consumed.April | Quantity.Of.Fuel.Consumed.May | Quantity.Of.Fuel.Consumed.June | Quantity.Of.Fuel.Consumed.July | Quantity.Of.Fuel.Consumed.August | Quantity.Of.Fuel.Consumed.September | Quantity.Of.Fuel.Consumed.October | Quantity.Of.Fuel.Consumed.November | Quantity.Of.Fuel.Consumed.December | MMbtu.Per.Unit.January | MMbtu.Per.Unit.February | MMbtu.Per.Unit.March | MMbtu.Per.Unit.April | MMbtu.Per.Unit.May | MMbtu.Per.Unit.June | MMbtu.Per.Unit.July | MMbtu.Per.Unit.August | MMbtu.Per.Unit.September | MMbtu.Per.Unit.October | MMbtu.Per.Unit.November | MMbtu.Per.Unit.December | Sulfur.Content.January | Sulfur.Content.February | Sulfur.Content.March | Sulfur.Content.April | Sulfur.Content.May | Sulfur.Content.June | Sulfur.Content.July | Sulfur.Content.August | Sulfur.Content.September | Sulfur.Content.October | Sulfur.Content.November | Sulfur.Content.December | Ash.Content.January | Ash.Content.February | Ash.Content.March | Ash.Content.April | Ash.Content.May | Ash.Content.June | Ash.Content.July | Ash.Content.August | Ash.Content.September | Ash.Content.October | Ash.Content.November | Ash.Content.December | Total.Fuel.Consumption.Quantity | YEAR | missingData
| 50002 | Y | Pittsfield Generating LP | Pittsfield Generating Company, LP | 15114 | MA | NEW | NPCC | 22 | 3 | NAICS-22 Cogen | GEN1 | CT | DFO | barrels | 1276 | 4548 | 424 | 0 | 0 | 0 | 0 | 0 | 0 | 0 | 0 | 0 | 5.82 | 5.82 | 5.82 | 0 | 0 | 0 | 0 | 0 | 0 | 0 | 0 | 0 | 0.5 | 0.5 | 0.5 | 0 | 0 | 0 | 0 | 0 | 0 | 0 | 0 | 0 | 0 | 0 | 0 | 0 | 0 | 0 | 0 | 0 | 0 | 0 | 0 | 0 | 6248 | 2015 | 0
| 50002 | Y | Pittsfield Generating LP | Pittsfield Generating Company, LP | 15114 | MA | NEW | NPCC | 22 | 3 | NAICS-22 Cogen | GEN1 | CT | NG | Mcf | 8095 | 24215 | 63182 | 14573 | 27625 | 9952 | 70241 | 110943 | 64150 | 201387 | 82704 | 9432 | 1.029 | 1.032 | 1.029 | 1.031 | 1.029 | 1.025 | 1.028 | 1.03 | 1.029 | 1.031 | 1.028 | 1.029 | 0 | 0 | 0 | 0 | 0 | 0 | 0 | 0 | 0 | 0 | 0 | 0 | 0 | 0 | 0 | 0 | 0 | 0 | 0 | 0 | 0 | 0 | 0 | 0 | 686499 | 2015 | 0
| 50002 | Y | Pittsfield Generating LP | Pittsfield Generating Company, LP | 15114 | MA | NEW | NPCC | 22 | 3 | NAICS-22 Cogen | GEN2 | CT | DFO | barrels | 1707 | 4964 | 546 | 0 | 0 | 0 | 0 | 0 | 0 | 0 | 0 | 0 | 5.82 | 5.82 | 5.82 | 0 | 0 | 0 | 0 | 0 | 0 | 0 | 0 | 0 | 0.5 | 0.5 | 0.5 | 0 | 0 | 0 | 0 | 0 | 0 | 0 | 0 | 0 | 0 | 0 | 0 | 0 | 0 | 0 | 0 | 0 | 0 | 0 | 0 | 0 | 7217 | 2015 | 0
| 50002 | Y | Pittsfield Generating LP | Pittsfield Generating Company, LP | 15114 | MA | NEW | NPCC | 22 | 3 | NAICS-22 Cogen | GEN2 | CT | NG | Mcf | 10137 | 31818 | 74688 | 17337 | 30662 | 11241 | 72861 | 123470 | 69682 | 213307 | 85898 | 10165 | 1.029 | 1.032 | 1.029 | 1.031 | 1.029 | 1.025 | 1.028 | 1.03 | 1.029 | 1.031 | 1.028 | 1.029 | 0 | 0 | 0 | 0 | 0 | 0 | 0 | 0 | 0 | 0 | 0 | 0 | 0 | 0 | 0 | 0 | 0 | 0 | 0 | 0 | 0 | 0 | 0 | 0 | 751266 | 2015 | 0
| 50002 | Y | Pittsfield Generating LP | Pittsfield Generating Company, LP | 15114 | MA | NEW | NPCC | 22 | 3 | NAICS-22 Cogen | GEN3 | CT | DFO | barrels | 1556 | 5322 | 514 | 0 | 0 | 0 | 11 | 0 | 0 | 10 | 2 | 0 | 5.82 | 5.82 | 5.82 | 0 | 0 | 0 | 5.82 | 0 | 0 | 5.82 | 5.82 | 0 | 0.5 | 0.5 | 0.5 | 0 | 0 | 0 | 0.5 | 0 | 0 | 0.5 | 0.5 | 0 | 0 | 0 | 0 | 0 | 0 | 0 | 0 | 0 | 0 | 0 | 0 | 0 | 7415 | 2015 | 0
| 50002 | Y | Pittsfield Generating LP | Pittsfield Generating Company, LP | 15114 | MA | NEW | NPCC | 22 | 3 | NAICS-22 Cogen | GEN3 | CT | NG | Mcf | 9475 | 27107 | 70540 | 16587 | 0 | 0 | 77813 | 118162 | 75183 | 207181 | 84411 | 9801 | 1.029 | 1.032 | 1.029 | 1.031 | 0 | 0 | 1.028 | 1.03 | 1.029 | 1.031 | 1.028 | 1.029 | 0 | 0 | 0 | 0 | 0 | 0 | 0 | 0 | 0 | 0 | 0 | 0 | 0 | 0 | 0 | 0 | 0 | 0 | 0 | 0 | 0 | 0 | 0 | 0 | 696260 | 2015 | 0
| 50002 | Y | Pittsfield Generating LP | Pittsfield Generating Company, LP | 15114 | MA | NEW | NPCC | 22 | 3 | NAICS-22 Cogen |  | CA | NG | Mcf | 0 | 0 | 0 | 0 | 0 | 0 | 0 | 0 | 0 | 0 | 0 | 0 | 0 | 0 | 0 | 0 | 0 | 0 | 0 | 0 | 0 | 0 | 0 | 0 | 0 | 0 | 0 | 0 | 0 | 0 | 0 | 0 | 0 | 0 | 0 | 0 | 0 | 0 | 0 | 0 | 0 | 0 | 0 | 0 | 0 | 0 | 0 | 0 | 0 | 2015 | 1
generation.data.923 |  | 2015
| Plant.Code | Combined.Heat.And.Power.Plant | Plant.Name | Operator.Name | Operator.Id | Plant.State | Census.Region | NERC.Region | NAICS.Code | Sector.Number | Sector.Name | Generator.ID | Reported.Prime.Mover | Net.Generation.January | Net.Generation.February | Net.Generation.March | Net.Generation.April | Net.Generation.May | Net.Generation.June | Net.Generation.July | Net.Generation.August | Net.Generation.September | Net.Generation.October | Net.Generation.November | Net.Generation.December | Net.Generation.Year.To.Date | YEAR | missingData
| 50002 | Y | Pittsfield Generating LP | Pittsfield Generating Company, LP | 15114 | MA | NEW | NPCC | 22 | 3 | NAICS-22 Cogen | GEN4 | CA | 1707 | 5456 | 7239 | 1656 | 1992 | 712 | 7577 | 12006 | 7721 | 21324 | 9364 | 898 | 77652 | 2015 | 0
| 50002 | Y | Pittsfield Generating LP | Pittsfield Generating Company, LP | 15114 | MA | NEW | NPCC | 22 | 3 | NAICS-22 Cogen | GEN2 | CT | 1651 | 4997 | 6368 | 1394 | 2383 | 865 | 5604 | 9249 | 5679 | 16717 | 7247 | 747 | 62901 | 2015 | 0
| 50002 | Y | Pittsfield Generating LP | Pittsfield Generating Company, LP | 15114 | MA | NEW | NPCC | 22 | 3 | NAICS-22 Cogen | GEN3 | CT | 1543 | 4896 | 6074 | 1348 | 0 | 0 | 6184 | 9166 | 6374 | 16741 | 7346 | 746 | 60418 | 2015 | 0
| 50002 | Y | Pittsfield Generating LP | Pittsfield Generating Company, LP | 15114 | MA | NEW | NPCC | 22 | 3 | NAICS-22 Cogen | GEN1 | CT | 1285 | 4221 | 5419 | 1182 | 2204 | 783 | 5518 | 8495 | 5331 | 16069 | 7134 | 711 | 58352 | 2015 | 0
page1GenFuelData.923 |  | 2015
| Plant.Code | Combined.Heat.And.Power.Plant | Nuclear.Unit.Id | Plant.Name | Operator.Name | Operator.Id | Plant.State | Census.Region | NERC.Region | Reserved | NAICS.Code | EIA.Sector.Number | Sector.Name | Reported.Prime.Mover | Reported.Fuel.Type.Code | AER.Fuel.Type.Code | Reserved.1 | Reserved.2 | Physical.Unit.Label | Quantity.January | Quantity.February | Quantity.March | Quantity.April | Quantity.May | Quantity.June | Quantity.July | Quantity.August | Quantity.September | Quantity.October | Quantity.November | Quantity.December | Elec_Quantity.January | Elec_Quantity.February | Elec_Quantity.March | Elec_Quantity.April | Elec_Quantity.May | Elec_Quantity.June | Elec_Quantity.July | Elec_Quantity.August | Elec_Quantity.September | Elec_Quantity.October | Elec_Quantity.November | Elec_Quantity.December | MMBtuPer_Unit.January | MMBtuPer_Unit.February | MMBtuPer_Unit.March | MMBtuPer_Unit.April | MMBtuPer_Unit.May | MMBtuPer_Unit.June | MMBtuPer_Unit.July | MMBtuPer_Unit.August | MMBtuPer_Unit.September | MMBtuPer_Unit.October | MMBtuPer_Unit.November | MMBtuPer_Unit.December | Tot_MMBtu.January | Tot_MMBtu.February | Tot_MMBtu.March | Tot_MMBtu.April | Tot_MMBtu.May | Tot_MMBtu.June | Tot_MMBtu.July | Tot_MMBtu.August | Tot_MMBtu.September | Tot_MMBtu.October | Tot_MMBtu.November | Tot_MMBtu.December | Elec_MMBtu.January | Elec_MMBtu.February | Elec_MMBtu.March | Elec_MMBtu.April | Elec_MMBtu.May | Elec_MMBtu.June | Elec_MMBtu.July | Elec_MMBtu.August | Elec_MMBtu.September | Elec_MMBtu.October | Elec_MMBtu.November | Elec_MMBtu.December | Netgen.January | Netgen.February | Netgen.March | Netgen.April | Netgen.May | Netgen.June | Netgen.July | Netgen.August | Netgen.September | Netgen.October | Netgen.November | Netgen.December | Total.Fuel.Consumption.Quantity | Electric.Fuel.Consumption.Quantity | Total.Fuel.Consumption.MMBtu | Elec.Fuel.Consumption.MMBtu | Net.Generation..Megawatthours. | YEAR | missingData
| 50002 | Y | . | Pittsfield Generating LP | Pittsfield Generating Company, LP | 15114 | MA | NEW | NPCC |  | 22 | 3 | NAICS-22 Cogen | CA | DFO | DFO |  |  | barrels | 0 | 0 | 0 | 0 | 0 | 0 | 0 | 0 | 0 | 0 | 0 | 0 | 0 | 0 | 0 | 0 | 0 | 0 | 0 | 0 | 0 | 0 | 0 | 0 | 0 | 0 | 0 | 0 | 0 | 0 | 0 | 0 | 0 | 0 | 0 | 0 | 0 | 0 | 0 | 0 | 0 | 0 | 0 | 0 | 0 | 0 | 0 | 0 | 0 | 0 | 0 | 0 | 0 | 0 | 0 | 0 | 0 | 0 | 0 | 0 | 820.969 | 2736.453 | 280.255 | 0 | 0 | 0 | 2.135 | 0 | 0 | 1.935 | 0.419 | 0 | 0 | 0 | 0 | 0 | 3842.166 | 2015 | 0
| 50002 | Y | . | Pittsfield Generating LP | Pittsfield Generating Company, LP | 15114 | MA | NEW | NPCC |  | 22 | 3 | NAICS-22 Cogen | CA | NG | NG |  |  | mcf | 0 | 0 | 0 | 0 | 0 | 0 | 0 | 0 | 0 | 0 | 0 | 0 | 0 | 0 | 0 | 0 | 0 | 0 | 0 | 0 | 0 | 0 | 0 | 0 | 0 | 0 | 0 | 0 | 0 | 0 | 0 | 0 | 0 | 0 | 0 | 0 | 0 | 0 | 0 | 0 | 0 | 0 | 0 | 0 | 0 | 0 | 0 | 0 | 0 | 0 | 0 | 0 | 0 | 0 | 0 | 0 | 0 | 0 | 0 | 0 | 886.031 | 2719.547 | 6958.745 | 1656 | 1992 | 712 | 7574.865 | 12006 | 7721 | 21322.065 | 9363.581 | 898 | 0 | 0 | 0 | 0 | 73809.834 | 2015 | 0
| 50002 | Y | . | Pittsfield Generating LP | Pittsfield Generating Company, LP | 15114 | MA | NEW | NPCC |  | 22 | 3 | NAICS-22 Cogen | CT | DFO | DFO |  |  | barrels | 4539 | 14834 | 1484 | 0 | 0 | 0 | 11 | 0 | 0 | 10 | 2 | 0 | 4539 | 14834 | 1474 | 0 | 0 | 0 | 11 | 0 | 0 | 10 | 2 | 0 | 5.82 | 5.82 | 5.82 | 0 | 0 | 0 | 5.82 | 0 | 0 | 5.82 | 5.82 | 0 | 26417 | 86334 | 8637 | 0 | 0 | 0 | 64 | 0 | 0 | 58 | 12 | 0 | 26417 | 86334 | 8578 | 0 | 0 | 0 | 63 | 0 | 0 | 57 | 12 | 0 | 2154.143 | 7078.868 | 691.482 | 0 | 0 | 0 | 4.877 | 0 | 0 | 4.495 | 0.972 | 0 | 20880 | 20870 | 121522 | 121461 | 9934.837 | 2015 | 0
| 50002 | Y | . | Pittsfield Generating LP | Pittsfield Generating Company, LP | 15114 | MA | NEW | NPCC |  | 22 | 3 | NAICS-22 Cogen | CT | NG | NG |  |  | mcf | 27707 | 83140 | 208410 | 48497 | 58287 | 21193 | 220915 | 352575 | 209015 | 621875 | 253013 | 29398 | 27707 | 83140 | 206989 | 48131 | 57141 | 20486 | 216007 | 336591 | 209015 | 609850 | 253013 | 26746 | 1.029 | 1.032 | 1.029 | 1.031 | 1.029 | 1.025 | 1.028 | 1.03 | 1.029 | 1.031 | 1.028 | 1.029 | 28511 | 85800 | 214454 | 50000 | 59977 | 21723 | 227101 | 363152 | 215076 | 641153 | 260097 | 30251 | 28511 | 85800 | 212992 | 49623 | 58798 | 20998 | 222055 | 346689 | 215076 | 628755 | 260097 | 27522 | 2324.857 | 7035.132 | 17169.518 | 3924 | 4587 | 1648 | 17301.123 | 26910 | 17384 | 49522.505 | 21726.028 | 2204 | 2134025 | 2094816 | 2197295 | 2156916 | 171736.16 | 2015 | 0
FuelHeatByLine |  | 2015
| Plant.Code | Boiler.ID | bogen | Reported.Prime.Mover_bf.923 | Reported.Fuel.Type.Code | Fuel.Heat.January | Fuel.Heat.February | Fuel.Heat.March | Fuel.Heat.April | Fuel.Heat.May | Fuel.Heat.June | Fuel.Heat.July | Fuel.Heat.August | Fuel.Heat.September | Fuel.Heat.October | Fuel.Heat.November | Fuel.Heat.December | YEAR
| 50002 | GEN1 | 50002^1 | CT | DFO | 7426.32 | 26469.36 | 2467.68 | 0 | 0 | 0 | 0 | 0 | 0 | 0 | 0 | 0 | 2015
| 50002 | GEN1 | 50002^1 | CT | NG | 8329.755 | 24989.88 | 65014.278 | 15024.763 | 28426.125 | 10200.8 | 72207.748 | 114271.29 | 66010.35 | 207629.997 | 85019.712 | 9705.528 | 2015
| 50002 | GEN2 | 50002^1 | CT | NG | 10430.973 | 32836.176 | 76853.952 | 17874.447 | 31551.198 | 11522.025 | 74901.108 | 127174.1 | 71702.778 | 219919.517 | 88303.144 | 10459.785 | 2015
| 50002 | GEN2 | 50002^1 | CT | DFO | 9934.74 | 28890.48 | 3177.72 | 0 | 0 | 0 | 0 | 0 | 0 | 0 | 0 | 0 | 2015
| 50002 | GEN3 | 50002^1 | CT | NG | 9749.775 | 27974.424 | 72585.66 | 17101.197 | 0 | 0 | 79991.764 | 121706.86 | 77363.307 | 213603.611 | 86774.508 | 10085.229 | 2015
| 50002 | GEN3 | 50002^1 | CT | DFO | 9055.92 | 30974.04 | 2991.48 | 0 | 0 | 0 | 64.02 | 0 | 0 | 58.2 | 11.64 | 0 | 2015
NetGenByLine |  | 2015
| Plant.Code | Generator.ID | bogen | Reported.Prime.Mover | Net.Generation.Year.To.Date | Net.Generation.January | Net.Generation.February | Net.Generation.March | Net.Generation.April | Net.Generation.May | Net.Generation.June | Net.Generation.July | Net.Generation.August | Net.Generation.September | Net.Generation.October | Net.Generation.November | Net.Generation.December | YEAR
| 50002 | GEN1 | 50002^1 | CT | 58352 | 1285 | 4221 | 5419 | 1182 | 2204 | 783 | 5518 | 8495 | 5331 | 16069 | 7134 | 711 | 2015
| 50002 | GEN2 | 50002^1 | CT | 62901 | 1651 | 4997 | 6368 | 1394 | 2383 | 865 | 5604 | 9249 | 5679 | 16717 | 7247 | 747 | 2015
| 50002 | GEN3 | 50002^1 | CT | 60418 | 1543 | 4896 | 6074 | 1348 | 0 | 0 | 6184 | 9166 | 6374 | 16741 | 7346 | 746 | 2015
| 50002 | GEN4 | 50002^1 | CA | 77652 | 1707 | 5456 | 7239 | 1656 | 1992 | 712 | 7577 | 12006 | 7721 | 21324 | 9364 | 898 | 2015
FuelHeatByBoilerID |  | 2015
| Plant.Code | Boiler.ID | bogen | Reported.Prime.Mover_bf.923 | flagFuelHeat | Boiler.ID.Total.Fuel.Heat.January | Boiler.ID.Total.Fuel.Heat.February | Boiler.ID.Total.Fuel.Heat.March | Boiler.ID.Total.Fuel.Heat.April | Boiler.ID.Total.Fuel.Heat.May | Boiler.ID.Total.Fuel.Heat.June | Boiler.ID.Total.Fuel.Heat.July | Boiler.ID.Total.Fuel.Heat.August | Boiler.ID.Total.Fuel.Heat.September | Boiler.ID.Total.Fuel.Heat.October | Boiler.ID.Total.Fuel.Heat.November | Boiler.ID.Total.Fuel.Heat.December | YEAR
| 50002 | GEN1 | 50002^1 | CT | 0 | 15756.075 | 51459.24 | 67481.958 | 15024.763 | 28426.125 | 10200.8 | 72207.748 | 114271.29 | 66010.35 | 207629.997 | 85019.712 | 9705.528 | 2015
| 50002 | GEN2 | 50002^1 | CT | 0 | 20365.713 | 61726.656 | 80031.672 | 17874.447 | 31551.198 | 11522.025 | 74901.108 | 127174.1 | 71702.778 | 219919.517 | 88303.144 | 10459.785 | 2015
| 50002 | GEN3 | 50002^1 | CT | 0 | 18805.695 | 58948.464 | 75577.14 | 17101.197 | 0 | 0 | 80055.784 | 121706.86 | 77363.307 | 213661.811 | 86786.148 | 10085.229 | 2015
NetGenByGeneratorID |  | 2015
| Plant.Code | Generator.ID | bogen | Reported.Prime.Mover_923 | Net.Generation.mwh | Generator.ID.Total.Net.Generation.January | Generator.ID.Total.Net.Generation.February | Generator.ID.Total.Net.Generation.March | Generator.ID.Total.Net.Generation.April | Generator.ID.Total.Net.Generation.May | Generator.ID.Total.Net.Generation.June | Generator.ID.Total.Net.Generation.July | Generator.ID.Total.Net.Generation.August | Generator.ID.Total.Net.Generation.September | Generator.ID.Total.Net.Generation.October | Generator.ID.Total.Net.Generation.November | Generator.ID.Total.Net.Generation.December | YEAR
| 50002 | GEN1 | 50002^1 | CT | 58352 | 1285 | 4221 | 5419 | 1182 | 2204 | 783 | 5518 | 8495 | 5331 | 16069 | 7134 | 711 | 2015
| 50002 | GEN2 | 50002^1 | CT | 62901 | 1651 | 4997 | 6368 | 1394 | 2383 | 865 | 5604 | 9249 | 5679 | 16717 | 7247 | 747 | 2015
| 50002 | GEN3 | 50002^1 | CT | 60418 | 1543 | 4896 | 6074 | 1348 | 0 | 0 | 6184 | 9166 | 6374 | 16741 | 7346 | 746 | 2015
| 50002 | GEN4 | 50002^1 | CA | 77652 | 1707 | 5456 | 7239 | 1656 | 1992 | 712 | 7577 | 12006 | 7721 | 21324 | 9364 | 898 | 2015
FuelHeatByBogen |  | 2015
| Plant.Code | blankCol | bogen | Reported.Prime.Mover_bf.923 | flagFuelHeat | Bogen.Total.Fuel.Heat.January | Bogen.Total.Fuel.Heat.February | Bogen.Total.Fuel.Heat.March | Bogen.Total.Fuel.Heat.April | Bogen.Total.Fuel.Heat.May | Bogen.Total.Fuel.Heat.June | Bogen.Total.Fuel.Heat.July | Bogen.Total.Fuel.Heat.August | Bogen.Total.Fuel.Heat.September | Bogen.Total.Fuel.Heat.October | Bogen.Total.Fuel.Heat.November | Bogen.Total.Fuel.Heat.December | YEAR
| 50002 |  | 50002^1 | CT | 0 | 54927.483 | 172134.36 | 223090.77 | 50000.407 | 59977.323 | 21722.825 | 227164.64 | 363152.25 | 215076.435 | 641211.325 | 260109.004 | 30250.542 | 2015
NetGenByBogen |  | 2015
| Plant.Code | blankCol | bogen | Reported.Prime.Mover_923 | Net.Generation.mwh | Bogen.Total.Net.Generation.January | Bogen.Total.Net.Generation.February | Bogen.Total.Net.Generation.March | Bogen.Total.Net.Generation.April | Bogen.Total.Net.Generation.May | Bogen.Total.Net.Generation.June | Bogen.Total.Net.Generation.July | Bogen.Total.Net.Generation.August | Bogen.Total.Net.Generation.September | Bogen.Total.Net.Generation.October | Bogen.Total.Net.Generation.November | Bogen.Total.Net.Generation.December | YEAR
| 50002 |  | 50002^1 | CT | 58352 | 6186 | 19570 | 25100 | 5580 | 6579 | 2360 | 24883 | 38916 | 25105 | 70851 | 31091 | 3102 | 2015
| 50002 |  | 50002^1 | CT | 62901 | 6186 | 19570 | 25100 | 5580 | 6579 | 2360 | 24883 | 38916 | 25105 | 70851 | 31091 | 3102 | 2015
| 50002 |  | 50002^1 | CT | 60418 | 6186 | 19570 | 25100 | 5580 | 6579 | 2360 | 24883 | 38916 | 25105 | 70851 | 31091 | 3102 | 2015
| 50002 |  | 50002^1 | CA | 77652 | 6186 | 19570 | 25100 | 5580 | 6579 | 2360 | 24883 | 38916 | 25105 | 70851 | 31091 | 3102 | 2015
ThermalEfficiencyByBogen |  | 2015
| Plant.Code | blankCol | bogen | Reported.Prime.Mover_923 | Net.Generation.mwh | ThermalEfficiency.January | ThermalEfficiency.February | ThermalEfficiency.March | ThermalEfficiency.April | ThermalEfficiency.May | ThermalEfficiency.June | ThermalEfficiency.July | ThermalEfficiency.August | ThermalEfficiency.September | ThermalEfficiency.October | ThermalEfficiency.November | ThermalEfficiency.December | YEAR
| 50002 |  | 50002^1 | CT | 58352 | 0.38428 | 0.38793 | 0.3839 | 0.38079 | 0.37428 | 0.3707 | 0.37376 | 0.36565 | 0.39829 | 0.37703 | 0.40786 | 0.34989 | 2015
| 50002 |  | 50002^1 | CT | 62901 | 0.38428 | 0.38793 | 0.3839 | 0.38079 | 0.37428 | 0.3707 | 0.37376 | 0.36565 | 0.39829 | 0.37703 | 0.40786 | 0.34989 | 2015
| 50002 |  | 50002^1 | CT | 60418 | 0.38428 | 0.38793 | 0.3839 | 0.38079 | 0.37428 | 0.3707 | 0.37376 | 0.36565 | 0.39829 | 0.37703 | 0.40786 | 0.34989 | 2015
| 50002 |  | 50002^1 | CA | 77652 | 0.38428 | 0.38793 | 0.3839 | 0.38079 | 0.37428 | 0.3707 | 0.37376 | 0.36565 | 0.39829 | 0.37703 | 0.40786 | 0.34989 | 2015

## 50099
2015 | Plant.Code | orig_sheet3_key | auto_sheet3_flags | auto_sheet3_key | orig_sheet4_key | auto_sheet4_flags | auto_sheet4_key | EIA_associationTable | generator.data.860 | retiredGenerators.860 | Boiler_InfoDesign_Parameters.860 | boilerFuelData_923 | generation.data.923 | page1GenFuelData.923 | FuelHeatByLine | NetGenByLine | FuelHeatByBoilerID | NetGenByGeneratorID | FuelHeatByBogen | NetGenByBogen | ThermalEfficiencyByBogen
#Rows | 50099 | 1 | 0 | 0 | 1 | 1 | 1 | 0 | 1 | 0 | 0 | 1 | 1 | 1 | 0 | 1 | 0 | 1 | 1 | 1 | 1
orig_sheet3_key |  | 2015
| plant_bo | bogen | Plant.Code
| 50099^NA | 50099^1 | 50099
auto_sheet3_flags |  | 2015
| Plant.Code | plant_bo | bogen | missing.from.923 | unmapped_but_in_923 | unmapped | Orphan.Boiler | Boiler.Status | Boiler.ID.NotIn.Assoc | missingPlant.assoc | missingPlant.boilerDesignData.860 | missingPlant.generation.data.923 | missingPlant.boilerFuelData.923 | flag.CACT.missingPair | missing.bf.923 | flag.ST.missing.bf.923 | flag.ST.missing.bf.923.unmapped | flag_RPM | flag_floatingGen | flag_BoilerRetired | flag_Boiler.Status | flag_923bogenCTonly | flagFuelHeat | flag_STassoc_CT_CS_CA | flag_CSassociation | flagFH_no_NG_January | flagNG_no_FH_January | flagFuelHeat_January | flagFH_no_NG_February | flagNG_no_FH_February | flagFuelHeat_February | flagFH_no_NG_March | flagNG_no_FH_March | flagFuelHeat_March | flagFH_no_NG_April | flagNG_no_FH_April | flagFuelHeat_April | flagFH_no_NG_May | flagNG_no_FH_May | flagFuelHeat_May | flagFH_no_NG_June | flagNG_no_FH_June | flagFuelHeat_June | flagFH_no_NG_July | flagNG_no_FH_July | flagFuelHeat_July | flagFH_no_NG_August | flagNG_no_FH_August | flagFuelHeat_August | flagFH_no_NG_September | flagNG_no_FH_September | flagFuelHeat_September | flagFH_no_NG_October | flagNG_no_FH_October | flagFuelHeat_October | flagFH_no_NG_November | flagNG_no_FH_November | flagFuelHeat_November | flagFH_no_NG_December | flagNG_no_FH_December | flagFuelHeat_December | flag_ManualPlant | flag_MisMatch
auto_sheet3_key |  | 2015
manualEdit | Plant.Code | bogen | Boiler.ID | Unit.Code | bga.source | Boiler.ID.Total.Fuel.Heat.January | PlantLine.Total.Fuel.Heat.January | flagNG_no_FH_January | flagFH_no_NG_January | flagFuelHeat_January | Boiler.ID.Total.Fuel.Heat.February | PlantLine.Total.Fuel.Heat.February | flagNG_no_FH_February | flagFH_no_NG_February | flagFuelHeat_February | Boiler.ID.Total.Fuel.Heat.March | PlantLine.Total.Fuel.Heat.March | flagNG_no_FH_March | flagFH_no_NG_March | flagFuelHeat_March | Boiler.ID.Total.Fuel.Heat.April | PlantLine.Total.Fuel.Heat.April | flagNG_no_FH_April | flagFH_no_NG_April | flagFuelHeat_April | Boiler.ID.Total.Fuel.Heat.May | PlantLine.Total.Fuel.Heat.May | flagNG_no_FH_May | flagFH_no_NG_May | flagFuelHeat_May | Boiler.ID.Total.Fuel.Heat.June | PlantLine.Total.Fuel.Heat.June | flagNG_no_FH_June | flagFH_no_NG_June | flagFuelHeat_June | Boiler.ID.Total.Fuel.Heat.July | PlantLine.Total.Fuel.Heat.July | flagNG_no_FH_July | flagFH_no_NG_July | flagFuelHeat_July | Boiler.ID.Total.Fuel.Heat.August | PlantLine.Total.Fuel.Heat.August | flagNG_no_FH_August | flagFH_no_NG_August | flagFuelHeat_August | Boiler.ID.Total.Fuel.Heat.September | PlantLine.Total.Fuel.Heat.September | flagNG_no_FH_September | flagFH_no_NG_September | flagFuelHeat_September | Boiler.ID.Total.Fuel.Heat.October | PlantLine.Total.Fuel.Heat.October | flagNG_no_FH_October | flagFH_no_NG_October | flagFuelHeat_October | Boiler.ID.Total.Fuel.Heat.November | PlantLine.Total.Fuel.Heat.November | flagNG_no_FH_November | flagFH_no_NG_November | flagFuelHeat_November | Boiler.ID.Total.Fuel.Heat.December | PlantLine.Total.Fuel.Heat.December | flagNG_no_FH_December | flagFH_no_NG_December | flagFuelHeat_December | missing.from.923 | flagBoiler.ID_assoc | orig_Boiler.ID_assoc | orig_Boiler.ID_bf.923 | flagBoiler.ID_bf.923 | missing.bf.923 | Reported.Prime.Mover_bf.923 | Reported.Prime.Mover_923 | Reported.Prime.Mover_860 | Reported.Fuel.Type.Code | Technology | Energy.Source.1 | unmapped_but_in_923 | unmapped | Orphan.Boiler | Boiler.Status | Boiler.Retirement.Year | Boiler.Retirement.Month | flag_BoilerRetired | flag_Boiler.Status | Boiler.ID.NotIn.Assoc | missingPlant.assoc | missingPlant.boilerDesignData.860 | missingPlant.generation.data.923 | missingPlant.boilerFuelData.923 | Reported.Prime.Mover_page1 | flag.ST.missing.bf.923 | flag.CACT.missingPair | flag_923bogenCTonly | flag.NGCC.badFuel | flag.ST.missing.bf.923.unmapped | flag_RPM | flag_floatingGen | flagFuelHeat | flag_STassoc_CT_CS_CA | flag_CSassociation | countFlags | YEAR | plant_bo | plant_bo_bf.923 | plant_bo_assoc
1 | 50099 | 50099^1 | NA | [68 empty] | ST | [30 empty] | 2015 | 50099^NA | 50099^NA
orig_sheet4_key |  | 2015
| plant_gen | bogen | Plant.Code
| 50099^GEN1 | 50099^1 | 50099
auto_sheet4_flags |  | 2015
| Plant.Code | plant_gen | bogen | missing.from.923 | Generator.Status | Orphan.Generator | unmapped_but_in_923 | unmapped | missingPlant.assoc | missingPlant.generator.data.860 | missingPlant.generation.data.923 | flag.CACT.missingPair | missing.bf.923 | missing.generation.data | flag.ST.missing.bf.923 | flag.ST.missing.bf.923.unmapped | flag_RPM | flag_floatingGen | flag_GeneratorRetired | flag_Generator.Status | flag_923bogenCTonly | flagFuelHeat | flag_STassoc_CT_CS_CA | flag_CSassociation | flagNetGenWithoutFuelHeat | flagFuelHeatWithoutNetGen | flagFH_no_NG_January | flagNG_no_FH_January | flagFuelHeat_January | flagFH_no_NG_February | flagNG_no_FH_February | flagFuelHeat_February | flagFH_no_NG_March | flagNG_no_FH_March | flagFuelHeat_March | flagFH_no_NG_April | flagNG_no_FH_April | flagFuelHeat_April | flagFH_no_NG_May | flagNG_no_FH_May | flagFuelHeat_May | flagFH_no_NG_June | flagNG_no_FH_June | flagFuelHeat_June | flagFH_no_NG_July | flagNG_no_FH_July | flagFuelHeat_July | flagFH_no_NG_August | flagNG_no_FH_August | flagFuelHeat_August | flagFH_no_NG_September | flagNG_no_FH_September | flagFuelHeat_September | flagFH_no_NG_October | flagNG_no_FH_October | flagFuelHeat_October | flagFH_no_NG_November | flagNG_no_FH_November | flagFuelHeat_November | flagFH_no_NG_December | flagNG_no_FH_December | flagFuelHeat_December | flag_ManualPlant | flag_MisMatch
| 50099 | 50099^GEN1 | 50099^1 | 0 | 0 | 1 | 0 | 1 | 1 | 0 | 0 | 0 | 1 | 0 | 1 | 1 | 0 | 0 | 0 | 0 | 0 | 1 | 0 | 0 | 1 | 0 | 0 | 1 | 1 | 0 | 1 | 1 | 0 | 1 | 1 | 0 | 1 | 1 | 0 | 1 | 1 | 0 | 1 | 1 | 0 | 1 | 1 | 0 | 1 | 1 | 0 | 1 | 1 | 0 | 1 | 1 | 0 | 1 | 1 | 0 | 1 | 1 | 1 | 0
auto_sheet4_key |  | 2015
manualEdit | Plant.Code | Generator.ID | bogen | Unit.Code | bga.source | Net.Generation.mwh | Generator.ID.Total.Net.Generation.January | PlantLine.Total.Fuel.Heat.January | PlantLine.Total.Net.Generation.January | flagNG_no_FH_January | flagFH_no_NG_January | flagFuelHeat_January | Generator.ID.Total.Net.Generation.February | PlantLine.Total.Fuel.Heat.February | PlantLine.Total.Net.Generation.February | flagNG_no_FH_February | flagFH_no_NG_February | flagFuelHeat_February | Generator.ID.Total.Net.Generation.March | PlantLine.Total.Fuel.Heat.March | PlantLine.Total.Net.Generation.March | flagNG_no_FH_March | flagFH_no_NG_March | flagFuelHeat_March | Generator.ID.Total.Net.Generation.April | PlantLine.Total.Fuel.Heat.April | PlantLine.Total.Net.Generation.April | flagNG_no_FH_April | flagFH_no_NG_April | flagFuelHeat_April | Generator.ID.Total.Net.Generation.May | PlantLine.Total.Fuel.Heat.May | PlantLine.Total.Net.Generation.May | flagNG_no_FH_May | flagFH_no_NG_May | flagFuelHeat_May | Generator.ID.Total.Net.Generation.June | PlantLine.Total.Fuel.Heat.June | PlantLine.Total.Net.Generation.June | flagNG_no_FH_June | flagFH_no_NG_June | flagFuelHeat_June | Generator.ID.Total.Net.Generation.July | PlantLine.Total.Fuel.Heat.July | PlantLine.Total.Net.Generation.July | flagNG_no_FH_July | flagFH_no_NG_July | flagFuelHeat_July | Generator.ID.Total.Net.Generation.August | PlantLine.Total.Fuel.Heat.August | PlantLine.Total.Net.Generation.August | flagNG_no_FH_August | flagFH_no_NG_August | flagFuelHeat_August | Generator.ID.Total.Net.Generation.September | PlantLine.Total.Fuel.Heat.September | PlantLine.Total.Net.Generation.September | flagNG_no_FH_September | flagFH_no_NG_September | flagFuelHeat_September | Generator.ID.Total.Net.Generation.October | PlantLine.Total.Fuel.Heat.October | PlantLine.Total.Net.Generation.October | flagNG_no_FH_October | flagFH_no_NG_October | flagFuelHeat_October | Generator.ID.Total.Net.Generation.November | PlantLine.Total.Fuel.Heat.November | PlantLine.Total.Net.Generation.November | flagNG_no_FH_November | flagFH_no_NG_November | flagFuelHeat_November | Generator.ID.Total.Net.Generation.December | PlantLine.Total.Fuel.Heat.December | PlantLine.Total.Net.Generation.December | flagNG_no_FH_December | flagFH_no_NG_December | flagFuelHeat_December | missing.from.923 | orig_Generator.ID_923 | flagGenerator.ID_923 | orig_Generator.ID_860 | flagGenerator.ID_860 | flagGenerator.ID_assoc | orig_Generator.ID_assoc | missing.bf.923 | Reported.Prime.Mover_bf.923 | Reported.Prime.Mover_923 | Reported.Prime.Mover_860 | Reported.Fuel.Type.Code | Technology | Energy.Source.1 | Generator.Status | Orphan.Generator | unmapped_but_in_923 | unmapped | flag_Generator.Status | Generator.Retirement.Year | Generator.Retirement.Month | flag_GeneratorRetired | missingPlant.assoc | missingPlant.generator.data.860 | missingPlant.generation.data.923 | Reported.Prime.Mover_page1 | flag.ST.missing.bf.923 | flag.CACT.missingPair | flag_923bogenCTonly | flag.NGCC.badFuel | flag.ST.missing.bf.923.unmapped | flag_RPM | flag_floatingGen | flagNetGenWithoutFuelHeat | flagFuelHeatWithoutNetGen | flagFuelHeat | flag_STassoc_CT_CS_CA | flag_CSassociation | countFlags | YEAR | plant_gen | plant_gen.923 | plant_gen.860 | plant_gen_assoc | missing.generation.data
0 | 50099 | GEN1 | 50099^1 | none | fillwithGenID | 29704 | 2544 |  |  | 1 | 0 | 1 | 2367 |  |  | 1 | 0 | 1 | 2597 |  |  | 1 | 0 | 1 | 2062 |  |  | 1 | 0 | 1 | 2555 |  |  | 1 | 0 | 1 | 2415 |  |  | 1 | 0 | 1 | 3184 |  |  | 1 | 0 | 1 | 3474 |  |  | 1 | 0 | 1 | 2565 |  |  | 1 | 0 | 1 | 1910 |  |  | 1 | 0 | 1 | 2064 |  |  | 1 | 0 | 1 | 1967 |  |  | 1 | 0 | 1 | FALSE | GEN1 | removeChar | GEN1 | removeChar |  |  | TRUE |  | ST | ST |  | Wood/Wood Waste Biomass | WDS | OP | TRUE | FALSE | TRUE | 0 |  |  |  | TRUE | FALSE | FALSE |  | 1 | FALSE | FALSE | 0 | 1 |  | 0 | 12 | 0 | 12 | 0 | 0 | 35 | 2015 | 50099^GEN1 | 50099^GEN1 | 50099^GEN1 | 50099^NA | FALSE
EIA_associationTable |  | 2015
| Utility.ID | Utility.Name | Plant.Code | Plant.Name | Boiler.ID | Generator.ID | Steam.Plant.Type
generator.data.860 |  | 2015
| Utility.ID | Utility.Name | Plant.Code | Plant.Name | State | County | Generator.ID | Technology | Prime.Mover | Unit.Code | Ownership | Duct.Burners | Can.Bypass.Heat.Recovery.Steam.Generator. | RTO.ISO.LMP.Node.Designation | RTO.ISO.Location.Designation.for.Reporting.Wholesale.Sales.Data.to.FERC | Nameplate.Capacity..MW. | Nameplate.Power.Factor | Summer.Capacity..MW. | Winter.Capacity..MW. | Minimum.Load..MW. | Uprate.or.Derate.Completed.During.Year | Month.Uprate.or.Derate.Completed | Year.Uprate.or.Derate.Completed | Status | Synchronized.to.Transmission.Grid | Operating.Month | Operating.Year | Planned.Retirement.Month | Planned.Retirement.Year | Associated.with.Combined.Heat.and.Power.System | Sector.Name | Sector | Topping.or.Bottoming | Energy.Source.1 | Energy.Source.2 | Energy.Source.3 | Energy.Source.4 | Energy.Source.5 | Energy.Source.6 | Startup.Source.1 | Startup.Source.2 | Startup.Source.3 | Startup.Source.4 | Solid.Fuel.Gasification.System. | Carbon.Capture.Technology. | Turbines..Inverters..or.Hydrokinetic.Buoys | Time.from.Cold.Shutdown.to.Full.Load | Fluidized.Bed.Technology. | Pulverized.Coal.Technology. | Stoker.Technology. | Other.Combustion.Technology. | Subcritical.Technology. | Supercritical.Technology. | Ultrasupercritical.Technology. | Planned.Net.Summer.Capacity.Uprate..MW. | Planned.Net.Winter.Capacity.Uprate..MW. | Planned.Uprate.Month | Planned.Uprate.Year | Planned.Net.Summer.Capacity.Derate..MW. | Planned.Net.Winter.Capacity.Derate..MW. | Planned.Derate.Month | Planned.Derate.Year | Planned.New.Prime.Mover | Planned.Energy.Source.1 | Planned.New.Nameplate.Capacity..MW. | Planned.Repower.Month | Planned.Repower.Year | Other.Planned.Modifications. | Other.Modifications.Month | Other.Modifications.Year | Cofire.Fuels. | Switch.Between.Oil.and.Natural.Gas.
| 18461 | Tamarack Energy Partners | 50099 | Tamarack Energy Partnership | ID | Adams | GEN1 | Wood/Wood Waste Biomass | ST |  | S | X | X |  |  | 6.2 | 0.8 | 5.8 | 6.2 | 3 | N |  |  | OP | X | 6 | 1983 |  |  | Y | IPP CHP | 3 | T | WDS | [9 empty] | N | N |  | 12H |  |  | Y |  | Y | [18 empty] | N | N
retiredGenerators.860 |  | 2015
| Utility.ID | Utility.Name | Plant.Code | Plant.Name | State | County | Generator.ID | Technology | Prime.Mover | Unit.Code | Ownership | Duct.Burners | Can.Bypass.Heat.Recovery.Steam.Generator. | RTO.ISO.LMP.Node.Designation | RTO.ISO.Location.Designation.for.Reporting.Wholesale.Sales.Data.to.FERC | Nameplate.Capacity..MW. | Nameplate.Power.Factor | Summer.Capacity..MW. | Winter.Capacity..MW. | Minimum.Load..MW. | Uprate.or.Derate.Completed.During.Year | Month.Uprate.or.Derate.Completed | Year.Uprate.or.Derate.Completed | Status | Synchronized.to.Transmission.Grid | Operating.Month | Operating.Year | Retirement.Month | Retirement.Year | Associated.with.Combined.Heat.and.Power.System | Sector.Name | Sector | Topping.or.Bottoming | Energy.Source.1 | Energy.Source.2 | Energy.Source.3 | Energy.Source.4 | Energy.Source.5 | Energy.Source.6 | Startup.Source.1 | Startup.Source.2 | Startup.Source.3 | Startup.Source.4 | Solid.Fuel.Gasification.System. | Carbon.Capture.Technology. | Turbines..Inverters..or.Hydrokinetic.Buoys | Time.from.Cold.Shutdown.to.Full.Load | Fluidized.Bed.Technology. | Pulverized.Coal.Technology. | Stoker.Technology. | Other.Combustion.Technology. | Subcritical.Technology. | Supercritical.Technology. | Ultrasupercritical.Technology. | Cofire.Fuels. | Switch.Between.Oil.and.Natural.Gas.
Boiler_InfoDesign_Parameters.860 |  | 2015
| Utility.ID | Utility.Name | Plant.Code | Plant.Name | State | Boiler.ID | Boiler.Status | Type.of.Boiler | Inservice.Month | Inservice.Year | Retirement.Month | Retirement.Year | Firing.Type.1 | Firing.Type.2 | Firing.Type.3 | Max.Steam.Flow..Thousand.Pounds.per.Hour. | Firing.Rate.Using.Coal..0.1.Tons.per.Hour. | Firing.Rate.Using.Petroleum..0.1.Barrels.per.Hour. | Firing.Rate.Using.Gas..0.1.MCF.per.Hour. | Firing.Rate.Using.Other.Fuels | Waste.Heat.Input..Million.BTU.per.Hour. | Primary.Fuel.1 | Primary.Fuel.2 | Primary.Fuel.3 | Primary.Fuel.4 | Turndown.Ratio | Efficiency.100..Load | Efficiency.50..Load | Air.Flow.100..Load..Cubic.Feet.per.Minute. | Wet.Dry.Bottom | Fly.Ash.Reinjection | Steam.Plant.Type | missingData
boilerFuelData_923 |  | 2015
| Plant.Code | Combined.Heat.And..Power.Plant | Plant.Name | Operator.Name | Operator.Id | Plant.State | Census.Region | NERC.Region | NAICS.Code | Sector.Number | Sector.Name | Boiler.ID | Reported.Prime.Mover | Reported.Fuel.Type.Code | Physical.Unit.Label | Quantity.Of.Fuel.Consumed.January | Quantity.Of.Fuel.Consumed.February | Quantity.Of.Fuel.Consumed.March | Quantity.Of.Fuel.Consumed.April | Quantity.Of.Fuel.Consumed.May | Quantity.Of.Fuel.Consumed.June | Quantity.Of.Fuel.Consumed.July | Quantity.Of.Fuel.Consumed.August | Quantity.Of.Fuel.Consumed.September | Quantity.Of.Fuel.Consumed.October | Quantity.Of.Fuel.Consumed.November | Quantity.Of.Fuel.Consumed.December | MMbtu.Per.Unit.January | MMbtu.Per.Unit.February | MMbtu.Per.Unit.March | MMbtu.Per.Unit.April | MMbtu.Per.Unit.May | MMbtu.Per.Unit.June | MMbtu.Per.Unit.July | MMbtu.Per.Unit.August | MMbtu.Per.Unit.September | MMbtu.Per.Unit.October | MMbtu.Per.Unit.November | MMbtu.Per.Unit.December | Sulfur.Content.January | Sulfur.Content.February | Sulfur.Content.March | Sulfur.Content.April | Sulfur.Content.May | Sulfur.Content.June | Sulfur.Content.July | Sulfur.Content.August | Sulfur.Content.September | Sulfur.Content.October | Sulfur.Content.November | Sulfur.Content.December | Ash.Content.January | Ash.Content.February | Ash.Content.March | Ash.Content.April | Ash.Content.May | Ash.Content.June | Ash.Content.July | Ash.Content.August | Ash.Content.September | Ash.Content.October | Ash.Content.November | Ash.Content.December | Total.Fuel.Consumption.Quantity | YEAR | missingData
| 50099 | Y | Tamarack Energy Partnership | Tamarack Energy Partners | 18461 | ID | MTN | WECC | 22 | 3 | NAICS-22 Cogen |  | ST | WDS | short tons | 5930 | 5370 | 6120 | 5205 | 6200 | 6410 | 7440 | 7420 | 5910 | 4980 | 5450 | 5520 | 8.5 | 8.5 | 8.5 | 8.5 | 8.5 | 8.5 | 8.5 | 8.5 | 8.5 | 8.5 | 8.5 | 8.5 | 0 | 0 | 0 | 0 | 0 | 0 | 0 | 0 | 0 | 0 | 0 | 0 | 0 | 0 | 0 | 0 | 0 | 0 | 0 | 0 | 0 | 0 | 0 | 0 | 71955 | 2015 | 1
generation.data.923 |  | 2015
| Plant.Code | Combined.Heat.And.Power.Plant | Plant.Name | Operator.Name | Operator.Id | Plant.State | Census.Region | NERC.Region | NAICS.Code | Sector.Number | Sector.Name | Generator.ID | Reported.Prime.Mover | Net.Generation.January | Net.Generation.February | Net.Generation.March | Net.Generation.April | Net.Generation.May | Net.Generation.June | Net.Generation.July | Net.Generation.August | Net.Generation.September | Net.Generation.October | Net.Generation.November | Net.Generation.December | Net.Generation.Year.To.Date | YEAR | missingData
| 50099 | Y | Tamarack Energy Partnership | Tamarack Energy Partners | 18461 | ID | MTN | WECC | 22 | 3 | NAICS-22 Cogen | GEN1 | ST | 2544 | 2367 | 2597 | 2062 | 2555 | 2415 | 3184 | 3474 | 2565 | 1910 | 2064 | 1967 | 29704 | 2015 | 0
page1GenFuelData.923 |  | 2015
| Plant.Code | Combined.Heat.And.Power.Plant | Nuclear.Unit.Id | Plant.Name | Operator.Name | Operator.Id | Plant.State | Census.Region | NERC.Region | Reserved | NAICS.Code | EIA.Sector.Number | Sector.Name | Reported.Prime.Mover | Reported.Fuel.Type.Code | AER.Fuel.Type.Code | Reserved.1 | Reserved.2 | Physical.Unit.Label | Quantity.January | Quantity.February | Quantity.March | Quantity.April | Quantity.May | Quantity.June | Quantity.July | Quantity.August | Quantity.September | Quantity.October | Quantity.November | Quantity.December | Elec_Quantity.January | Elec_Quantity.February | Elec_Quantity.March | Elec_Quantity.April | Elec_Quantity.May | Elec_Quantity.June | Elec_Quantity.July | Elec_Quantity.August | Elec_Quantity.September | Elec_Quantity.October | Elec_Quantity.November | Elec_Quantity.December | MMBtuPer_Unit.January | MMBtuPer_Unit.February | MMBtuPer_Unit.March | MMBtuPer_Unit.April | MMBtuPer_Unit.May | MMBtuPer_Unit.June | MMBtuPer_Unit.July | MMBtuPer_Unit.August | MMBtuPer_Unit.September | MMBtuPer_Unit.October | MMBtuPer_Unit.November | MMBtuPer_Unit.December | Tot_MMBtu.January | Tot_MMBtu.February | Tot_MMBtu.March | Tot_MMBtu.April | Tot_MMBtu.May | Tot_MMBtu.June | Tot_MMBtu.July | Tot_MMBtu.August | Tot_MMBtu.September | Tot_MMBtu.October | Tot_MMBtu.November | Tot_MMBtu.December | Elec_MMBtu.January | Elec_MMBtu.February | Elec_MMBtu.March | Elec_MMBtu.April | Elec_MMBtu.May | Elec_MMBtu.June | Elec_MMBtu.July | Elec_MMBtu.August | Elec_MMBtu.September | Elec_MMBtu.October | Elec_MMBtu.November | Elec_MMBtu.December | Netgen.January | Netgen.February | Netgen.March | Netgen.April | Netgen.May | Netgen.June | Netgen.July | Netgen.August | Netgen.September | Netgen.October | Netgen.November | Netgen.December | Total.Fuel.Consumption.Quantity | Electric.Fuel.Consumption.Quantity | Total.Fuel.Consumption.MMBtu | Elec.Fuel.Consumption.MMBtu | Net.Generation..Megawatthours. | YEAR | missingData
| 50099 | Y | . | Tamarack Energy Partnership | Tamarack Energy Partners | 18461 | ID | MTN | WECC |  | 22 | 3 | NAICS-22 Cogen | ST | WDS | WWW |  |  | short tons | 5930 | 5370 | 6120 | 5205 | 6200 | 6410 | 7440 | 7420 | 5910 | 4980 | 5450 | 5520 | 4771 | 4426 | 4865 | 3907 | 4793 | 4562 | 5889 | 6373 | 4830 | 3662 | 3952 | 3800 | 8.5 | 8.5 | 8.5 | 8.5 | 8.5 | 8.5 | 8.5 | 8.5 | 8.5 | 8.5 | 8.5 | 8.5 | 50405 | 45645 | 52020 | 44243 | 52700 | 54485 | 63240 | 63070 | 50235 | 42330 | 46325 | 46920 | 40557 | 37623 | 41354 | 33208 | 40742 | 38776 | 50055 | 54170 | 41055 | 31129 | 33593 | 32297 | 2544 | 2367 | 2597 | 2062 | 2555 | 2415 | 3184 | 3474 | 2565 | 1910 | 2064 | 1967 | 71955 | 55830 | 611618 | 474559 | 29704 | 2015 | 0
FuelHeatByLine |  | 2015
| Plant.Code | Boiler.ID | bogen | Reported.Prime.Mover_bf.923 | Reported.Fuel.Type.Code | Fuel.Heat.January | Fuel.Heat.February | Fuel.Heat.March | Fuel.Heat.April | Fuel.Heat.May | Fuel.Heat.June | Fuel.Heat.July | Fuel.Heat.August | Fuel.Heat.September | Fuel.Heat.October | Fuel.Heat.November | Fuel.Heat.December | YEAR
NetGenByLine |  | 2015
| Plant.Code | Generator.ID | bogen | Reported.Prime.Mover | Net.Generation.Year.To.Date | Net.Generation.January | Net.Generation.February | Net.Generation.March | Net.Generation.April | Net.Generation.May | Net.Generation.June | Net.Generation.July | Net.Generation.August | Net.Generation.September | Net.Generation.October | Net.Generation.November | Net.Generation.December | YEAR
| 50099 | GEN1 | 50099^1 | ST | 29704 | 2544 | 2367 | 2597 | 2062 | 2555 | 2415 | 3184 | 3474 | 2565 | 1910 | 2064 | 1967 | 2015
FuelHeatByBoilerID |  | 2015
| Plant.Code | Boiler.ID | bogen | Reported.Prime.Mover_bf.923 | flagFuelHeat | Boiler.ID.Total.Fuel.Heat.January | Boiler.ID.Total.Fuel.Heat.February | Boiler.ID.Total.Fuel.Heat.March | Boiler.ID.Total.Fuel.Heat.April | Boiler.ID.Total.Fuel.Heat.May | Boiler.ID.Total.Fuel.Heat.June | Boiler.ID.Total.Fuel.Heat.July | Boiler.ID.Total.Fuel.Heat.August | Boiler.ID.Total.Fuel.Heat.September | Boiler.ID.Total.Fuel.Heat.October | Boiler.ID.Total.Fuel.Heat.November | Boiler.ID.Total.Fuel.Heat.December | YEAR
NetGenByGeneratorID |  | 2015
| Plant.Code | Generator.ID | bogen | Reported.Prime.Mover_923 | Net.Generation.mwh | Generator.ID.Total.Net.Generation.January | Generator.ID.Total.Net.Generation.February | Generator.ID.Total.Net.Generation.March | Generator.ID.Total.Net.Generation.April | Generator.ID.Total.Net.Generation.May | Generator.ID.Total.Net.Generation.June | Generator.ID.Total.Net.Generation.July | Generator.ID.Total.Net.Generation.August | Generator.ID.Total.Net.Generation.September | Generator.ID.Total.Net.Generation.October | Generator.ID.Total.Net.Generation.November | Generator.ID.Total.Net.Generation.December | YEAR
| 50099 | GEN1 | 50099^1 | ST | 29704 | 2544 | 2367 | 2597 | 2062 | 2555 | 2415 | 3184 | 3474 | 2565 | 1910 | 2064 | 1967 | 2015
FuelHeatByBogen |  | 2015
| Plant.Code | blankCol | bogen | Reported.Prime.Mover_bf.923 | flagFuelHeat | Bogen.Total.Fuel.Heat.January | Bogen.Total.Fuel.Heat.February | Bogen.Total.Fuel.Heat.March | Bogen.Total.Fuel.Heat.April | Bogen.Total.Fuel.Heat.May | Bogen.Total.Fuel.Heat.June | Bogen.Total.Fuel.Heat.July | Bogen.Total.Fuel.Heat.August | Bogen.Total.Fuel.Heat.September | Bogen.Total.Fuel.Heat.October | Bogen.Total.Fuel.Heat.November | Bogen.Total.Fuel.Heat.December | YEAR
| 50099 |  | 50099^1 |  |  | 0 | 0 | 0 | 0 | 0 | 0 | 0 | 0 | 0 | 0 | 0 | 0 | 2015
NetGenByBogen |  | 2015
| Plant.Code | blankCol | bogen | Reported.Prime.Mover_923 | Net.Generation.mwh | Bogen.Total.Net.Generation.January | Bogen.Total.Net.Generation.February | Bogen.Total.Net.Generation.March | Bogen.Total.Net.Generation.April | Bogen.Total.Net.Generation.May | Bogen.Total.Net.Generation.June | Bogen.Total.Net.Generation.July | Bogen.Total.Net.Generation.August | Bogen.Total.Net.Generation.September | Bogen.Total.Net.Generation.October | Bogen.Total.Net.Generation.November | Bogen.Total.Net.Generation.December | YEAR
| 50099 |  | 50099^1 | ST | 29704 | 2544 | 2367 | 2597 | 2062 | 2555 | 2415 | 3184 | 3474 | 2565 | 1910 | 2064 | 1967 | 2015
ThermalEfficiencyByBogen |  | 2015
| Plant.Code | blankCol | bogen | Reported.Prime.Mover_923 | Net.Generation.mwh | ThermalEfficiency.January | ThermalEfficiency.February | ThermalEfficiency.March | ThermalEfficiency.April | ThermalEfficiency.May | ThermalEfficiency.June | ThermalEfficiency.July | ThermalEfficiency.August | ThermalEfficiency.September | ThermalEfficiency.October | ThermalEfficiency.November | ThermalEfficiency.December | YEAR
| 50099 |  | 50099^1 | ST | 29704 | 9999 | 9999 | 9999 | 9999 | 9999 | 9999 | 9999 | 9999 | 9999 | 9999 | 9999 | 9999 | 2015

## 50243
2015 | Plant.Code | orig_sheet3_key | auto_sheet3_flags | auto_sheet3_key | orig_sheet4_key | auto_sheet4_flags | auto_sheet4_key | EIA_associationTable | generator.data.860 | retiredGenerators.860 | Boiler_InfoDesign_Parameters.860 | boilerFuelData_923 | generation.data.923 | page1GenFuelData.923 | FuelHeatByLine | NetGenByLine | FuelHeatByBoilerID | NetGenByGeneratorID | FuelHeatByBogen | NetGenByBogen | ThermalEfficiencyByBogen
#Rows | 50243 | 3 | 3 | 3 | 3 | 3 | 3 | 15 | 4 | 0 | 5 | 10 | 3 | 9 | 10 | 3 | 3 | 3 | 1 | 3 | 3
orig_sheet3_key |  | 2015
| plant_bo | bogen | Plant.Code
| 50243^5 | 50243^1 | 50243
| 50243^8 | 50243^1 | 50243
| 50243^9 | 50243^1 | 50243
auto_sheet3_flags |  | 2015
| Plant.Code | plant_bo | bogen | missing.from.923 | unmapped_but_in_923 | unmapped | Orphan.Boiler | Boiler.Status | Boiler.ID.NotIn.Assoc | missingPlant.assoc | missingPlant.boilerDesignData.860 | missingPlant.generation.data.923 | missingPlant.boilerFuelData.923 | flag.CACT.missingPair | missing.bf.923 | flag.ST.missing.bf.923 | flag.ST.missing.bf.923.unmapped | flag_RPM | flag_floatingGen | flag_BoilerRetired | flag_Boiler.Status | flag_923bogenCTonly | flagFuelHeat | flag_STassoc_CT_CS_CA | flag_CSassociation | flagFH_no_NG_January | flagNG_no_FH_January | flagFuelHeat_January | flagFH_no_NG_February | flagNG_no_FH_February | flagFuelHeat_February | flagFH_no_NG_March | flagNG_no_FH_March | flagFuelHeat_March | flagFH_no_NG_April | flagNG_no_FH_April | flagFuelHeat_April | flagFH_no_NG_May | flagNG_no_FH_May | flagFuelHeat_May | flagFH_no_NG_June | flagNG_no_FH_June | flagFuelHeat_June | flagFH_no_NG_July | flagNG_no_FH_July | flagFuelHeat_July | flagFH_no_NG_August | flagNG_no_FH_August | flagFuelHeat_August | flagFH_no_NG_September | flagNG_no_FH_September | flagFuelHeat_September | flagFH_no_NG_October | flagNG_no_FH_October | flagFuelHeat_October | flagFH_no_NG_November | flagNG_no_FH_November | flagFuelHeat_November | flagFH_no_NG_December | flagNG_no_FH_December | flagFuelHeat_December | flag_ManualPlant | flag_MisMatch
| 50243 | 50243^5 | 50243^1 | 0 | 0 | 0 | 0 | 0 | 0 | 0 | 0 | 0 | 0 | 0 | 0 | 0 | 0 | 0 | 0 | 0 | 0 | 0 | 0 | 0 | 0 | 0 | 0 | 0 | 0 | 0 | 0 | 0 | 0 | 0 | 0 | 0 | 0 | 0 | 0 | 0 | 0 | 0 | 0 | 0 | 1 | 0 | 0 | 1 | 0 | 0 | 1 | 0 | 0 | 1 | 0 | 0 | 0 | 0 | 0 | 0 | 0 | 1 | 1
| 50243 | 50243^8 | 50243^1 | 0 | 0 | 0 | 0 | 0 | 0 | 0 | 0 | 0 | 0 | 0 | 0 | 0 | 0 | 0 | 0 | 0 | 0 | 0 | 0 | 0 | 0 | 0 | 0 | 0 | 0 | 0 | 0 | 0 | 0 | 0 | 0 | 0 | 0 | 0 | 0 | 0 | 0 | 0 | 0 | 0 | 1 | 0 | 0 | 1 | 0 | 0 | 1 | 0 | 0 | 1 | 0 | 0 | 0 | 0 | 0 | 0 | 0 | 1 | 1
| 50243 | 50243^9 | 50243^1 | 0 | 0 | 0 | 0 | 0 | 0 | 0 | 0 | 0 | 0 | 0 | 0 | 0 | 0 | 0 | 0 | 0 | 0 | 0 | 0 | 0 | 0 | 0 | 0 | 0 | 0 | 0 | 0 | 0 | 0 | 0 | 0 | 0 | 0 | 0 | 0 | 0 | 0 | 0 | 0 | 0 | 1 | 0 | 0 | 1 | 0 | 0 | 1 | 0 | 0 | 1 | 0 | 0 | 0 | 0 | 0 | 0 | 0 | 1 | 1
auto_sheet3_key |  | 2015
manualEdit | Plant.Code | bogen | Boiler.ID | Unit.Code | bga.source | Boiler.ID.Total.Fuel.Heat.January | PlantLine.Total.Fuel.Heat.January | flagNG_no_FH_January | flagFH_no_NG_January | flagFuelHeat_January | Boiler.ID.Total.Fuel.Heat.February | PlantLine.Total.Fuel.Heat.February | flagNG_no_FH_February | flagFH_no_NG_February | flagFuelHeat_February | Boiler.ID.Total.Fuel.Heat.March | PlantLine.Total.Fuel.Heat.March | flagNG_no_FH_March | flagFH_no_NG_March | flagFuelHeat_March | Boiler.ID.Total.Fuel.Heat.April | PlantLine.Total.Fuel.Heat.April | flagNG_no_FH_April | flagFH_no_NG_April | flagFuelHeat_April | Boiler.ID.Total.Fuel.Heat.May | PlantLine.Total.Fuel.Heat.May | flagNG_no_FH_May | flagFH_no_NG_May | flagFuelHeat_May | Boiler.ID.Total.Fuel.Heat.June | PlantLine.Total.Fuel.Heat.June | flagNG_no_FH_June | flagFH_no_NG_June | flagFuelHeat_June | Boiler.ID.Total.Fuel.Heat.July | PlantLine.Total.Fuel.Heat.July | flagNG_no_FH_July | flagFH_no_NG_July | flagFuelHeat_July | Boiler.ID.Total.Fuel.Heat.August | PlantLine.Total.Fuel.Heat.August | flagNG_no_FH_August | flagFH_no_NG_August | flagFuelHeat_August | Boiler.ID.Total.Fuel.Heat.September | PlantLine.Total.Fuel.Heat.September | flagNG_no_FH_September | flagFH_no_NG_September | flagFuelHeat_September | Boiler.ID.Total.Fuel.Heat.October | PlantLine.Total.Fuel.Heat.October | flagNG_no_FH_October | flagFH_no_NG_October | flagFuelHeat_October | Boiler.ID.Total.Fuel.Heat.November | PlantLine.Total.Fuel.Heat.November | flagNG_no_FH_November | flagFH_no_NG_November | flagFuelHeat_November | Boiler.ID.Total.Fuel.Heat.December | PlantLine.Total.Fuel.Heat.December | flagNG_no_FH_December | flagFH_no_NG_December | flagFuelHeat_December | missing.from.923 | flagBoiler.ID_assoc | orig_Boiler.ID_assoc | orig_Boiler.ID_bf.923 | flagBoiler.ID_bf.923 | missing.bf.923 | Reported.Prime.Mover_bf.923 | Reported.Prime.Mover_923 | Reported.Prime.Mover_860 | Reported.Fuel.Type.Code | Technology | Energy.Source.1 | unmapped_but_in_923 | unmapped | Orphan.Boiler | Boiler.Status | Boiler.Retirement.Year | Boiler.Retirement.Month | flag_BoilerRetired | flag_Boiler.Status | Boiler.ID.NotIn.Assoc | missingPlant.assoc | missingPlant.boilerDesignData.860 | missingPlant.generation.data.923 | missingPlant.boilerFuelData.923 | Reported.Prime.Mover_page1 | flag.ST.missing.bf.923 | flag.CACT.missingPair | flag_923bogenCTonly | flag.NGCC.badFuel | flag.ST.missing.bf.923.unmapped | flag_RPM | flag_floatingGen | flagFuelHeat | flag_STassoc_CT_CS_CA | flag_CSassociation | countFlags | YEAR | plant_bo | plant_bo_bf.923 | plant_bo_assoc
0 | 50243 | 50243^1 | 5 | CC1 | eia860.org | 4428.878 |  | 0 | 0 | 0 | 821.349 |  | 0 | 0 | 0 | 356.04 |  | 0 | 0 | 0 | 13521.565 |  | 0 | 0 | 0 | 8210.748 |  | 0 | 0 | 0 | 5684.46 |  | 0 | 0 | 0 | 0 |  | 1 | 0 | 0 | 0 |  | 1 | 0 | 0 | 0 |  | 1 | 0 | 0 | 0 |  | 1 | 0 | 0 | 3756.456 |  | 0 | 0 | 0 | 13439.292 |  | 0 | 0 | 0 | FALSE | removeChar | 5 | 5 | removeChar | FALSE | ST | ST | ST | NG | Wood/Wood Waste Biomass | WDS | FALSE | FALSE | FALSE | OP |  |  |  | 0 | 0 | FALSE | FALSE | FALSE | FALSE |  | 0 | FALSE | FALSE | 0 | 0 |  | 0 | 0 | 0 | 0 | 7 | 2015 | 50243^5 | 50243^5 | 50243^5
0 | 50243 | 50243^1 | 8 | CC1 | eia860.org | 331238.147 |  | 0 | 0 | 0 | 257315.199 |  | 0 | 0 | 0 | 292789.485 |  | 0 | 0 | 0 | 178952.193 |  | 0 | 0 | 0 | 0 |  | 0 | 0 | 0 | 0 |  | 0 | 0 | 0 | 0 |  | 1 | 0 | 0 | 0 |  | 1 | 0 | 0 | 0 |  | 1 | 0 | 0 | 0 |  | 1 | 0 | 0 | 0 |  | 0 | 0 | 0 | 0 |  | 0 | 0 | 0 | FALSE | removeChar | 8 | 8 | removeChar | FALSE | ST | ST | ST | NG | Wood/Wood Waste Biomass | WDS | FALSE | FALSE | FALSE | OP |  |  |  | 0 | 0 | FALSE | FALSE | FALSE | FALSE |  | 0 | FALSE | FALSE | 0 | 0 |  | 0 | 0 | 0 | 0 | 7 | 2015 | 50243^8 | 50243^8 | 50243^8
0 | 50243 | 50243^1 | 9 | CC1 | eia860.org | 0 |  | 0 | 0 | 0 | 0 |  | 0 | 0 | 0 | 0 |  | 0 | 0 | 0 | 0 |  | 0 | 0 | 0 | 0 |  | 0 | 0 | 0 | 0 |  | 0 | 0 | 0 | 0 |  | 1 | 0 | 0 | 0 |  | 1 | 0 | 0 | 0 |  | 1 | 0 | 0 | 0 |  | 1 | 0 | 0 | 0 |  | 0 | 0 | 0 | 0 |  | 0 | 0 | 0 | FALSE | removeChar | 9 | 9 | removeChar | FALSE | ST | ST | ST | WDS | Wood/Wood Waste Biomass | WDS | FALSE | FALSE | FALSE | OP |  |  |  | 0 | 0 | FALSE | FALSE | FALSE | FALSE |  | 0 | FALSE | FALSE | 0 | 0 |  | 0 | 0 | 0 | 0 | 7 | 2015 | 50243^9 | 50243^9 | 50243^9
orig_sheet4_key |  | 2015
| plant_gen | bogen | Plant.Code
| 50243^GEN2 | 50243^1 | 50243
| 50243^GEN3 | 50243^1 | 50243
| 50243^GEN5 | 50243^1 | 50243
auto_sheet4_flags |  | 2015
| Plant.Code | plant_gen | bogen | missing.from.923 | Generator.Status | Orphan.Generator | unmapped_but_in_923 | unmapped | missingPlant.assoc | missingPlant.generator.data.860 | missingPlant.generation.data.923 | flag.CACT.missingPair | missing.bf.923 | missing.generation.data | flag.ST.missing.bf.923 | flag.ST.missing.bf.923.unmapped | flag_RPM | flag_floatingGen | flag_GeneratorRetired | flag_Generator.Status | flag_923bogenCTonly | flagFuelHeat | flag_STassoc_CT_CS_CA | flag_CSassociation | flagNetGenWithoutFuelHeat | flagFuelHeatWithoutNetGen | flagFH_no_NG_January | flagNG_no_FH_January | flagFuelHeat_January | flagFH_no_NG_February | flagNG_no_FH_February | flagFuelHeat_February | flagFH_no_NG_March | flagNG_no_FH_March | flagFuelHeat_March | flagFH_no_NG_April | flagNG_no_FH_April | flagFuelHeat_April | flagFH_no_NG_May | flagNG_no_FH_May | flagFuelHeat_May | flagFH_no_NG_June | flagNG_no_FH_June | flagFuelHeat_June | flagFH_no_NG_July | flagNG_no_FH_July | flagFuelHeat_July | flagFH_no_NG_August | flagNG_no_FH_August | flagFuelHeat_August | flagFH_no_NG_September | flagNG_no_FH_September | flagFuelHeat_September | flagFH_no_NG_October | flagNG_no_FH_October | flagFuelHeat_October | flagFH_no_NG_November | flagNG_no_FH_November | flagFuelHeat_November | flagFH_no_NG_December | flagNG_no_FH_December | flagFuelHeat_December | flag_ManualPlant | flag_MisMatch
| 50243 | 50243^GEN2 | 50243^1 | 0 | 0 | 0 | 0 | 0 | 0 | 0 | 0 | 0 | 1 | 0 | 1 | 1 | 0 | 0 | 0 | 0 | 0 | 0 | 0 | 0 | 1 | 0 | 0 | 0 | 0 | 0 | 0 | 0 | 0 | 0 | 0 | 0 | 0 | 0 | 0 | 0 | 0 | 0 | 0 | 0 | 0 | 1 | 0 | 0 | 1 | 0 | 0 | 1 | 0 | 0 | 1 | 0 | 0 | 0 | 0 | 0 | 0 | 0 | 1 | 1
| 50243 | 50243^GEN3 | 50243^1 | 0 | 0 | 0 | 0 | 0 | 0 | 0 | 0 | 0 | 1 | 0 | 1 | 1 | 0 | 0 | 0 | 0 | 0 | 0 | 0 | 0 | 1 | 0 | 0 | 0 | 0 | 0 | 0 | 0 | 0 | 0 | 0 | 0 | 0 | 0 | 0 | 0 | 0 | 0 | 0 | 0 | 0 | 1 | 0 | 0 | 1 | 0 | 0 | 1 | 0 | 0 | 1 | 0 | 0 | 0 | 0 | 0 | 0 | 0 | 1 | 1
| 50243 | 50243^GEN5 | 50243^1 | 0 | 0 | 0 | 0 | 0 | 0 | 0 | 0 | 0 | 1 | 0 | 1 | 1 | 0 | 0 | 0 | 0 | 0 | 0 | 0 | 0 | 1 | 0 | 0 | 0 | 0 | 0 | 0 | 0 | 0 | 0 | 0 | 0 | 0 | 0 | 0 | 0 | 0 | 0 | 0 | 0 | 0 | 1 | 0 | 0 | 1 | 0 | 0 | 1 | 0 | 0 | 1 | 0 | 0 | 0 | 0 | 0 | 0 | 0 | 1 | 1
auto_sheet4_key |  | 2015
manualEdit | Plant.Code | Generator.ID | bogen | Unit.Code | bga.source | Net.Generation.mwh | Generator.ID.Total.Net.Generation.January | PlantLine.Total.Fuel.Heat.January | PlantLine.Total.Net.Generation.January | flagNG_no_FH_January | flagFH_no_NG_January | flagFuelHeat_January | Generator.ID.Total.Net.Generation.February | PlantLine.Total.Fuel.Heat.February | PlantLine.Total.Net.Generation.February | flagNG_no_FH_February | flagFH_no_NG_February | flagFuelHeat_February | Generator.ID.Total.Net.Generation.March | PlantLine.Total.Fuel.Heat.March | PlantLine.Total.Net.Generation.March | flagNG_no_FH_March | flagFH_no_NG_March | flagFuelHeat_March | Generator.ID.Total.Net.Generation.April | PlantLine.Total.Fuel.Heat.April | PlantLine.Total.Net.Generation.April | flagNG_no_FH_April | flagFH_no_NG_April | flagFuelHeat_April | Generator.ID.Total.Net.Generation.May | PlantLine.Total.Fuel.Heat.May | PlantLine.Total.Net.Generation.May | flagNG_no_FH_May | flagFH_no_NG_May | flagFuelHeat_May | Generator.ID.Total.Net.Generation.June | PlantLine.Total.Fuel.Heat.June | PlantLine.Total.Net.Generation.June | flagNG_no_FH_June | flagFH_no_NG_June | flagFuelHeat_June | Generator.ID.Total.Net.Generation.July | PlantLine.Total.Fuel.Heat.July | PlantLine.Total.Net.Generation.July | flagNG_no_FH_July | flagFH_no_NG_July | flagFuelHeat_July | Generator.ID.Total.Net.Generation.August | PlantLine.Total.Fuel.Heat.August | PlantLine.Total.Net.Generation.August | flagNG_no_FH_August | flagFH_no_NG_August | flagFuelHeat_August | Generator.ID.Total.Net.Generation.September | PlantLine.Total.Fuel.Heat.September | PlantLine.Total.Net.Generation.September | flagNG_no_FH_September | flagFH_no_NG_September | flagFuelHeat_September | Generator.ID.Total.Net.Generation.October | PlantLine.Total.Fuel.Heat.October | PlantLine.Total.Net.Generation.October | flagNG_no_FH_October | flagFH_no_NG_October | flagFuelHeat_October | Generator.ID.Total.Net.Generation.November | PlantLine.Total.Fuel.Heat.November | PlantLine.Total.Net.Generation.November | flagNG_no_FH_November | flagFH_no_NG_November | flagFuelHeat_November | Generator.ID.Total.Net.Generation.December | PlantLine.Total.Fuel.Heat.December | PlantLine.Total.Net.Generation.December | flagNG_no_FH_December | flagFH_no_NG_December | flagFuelHeat_December | missing.from.923 | orig_Generator.ID_923 | flagGenerator.ID_923 | orig_Generator.ID_860 | flagGenerator.ID_860 | flagGenerator.ID_assoc | orig_Generator.ID_assoc | missing.bf.923 | Reported.Prime.Mover_bf.923 | Reported.Prime.Mover_923 | Reported.Prime.Mover_860 | Reported.Fuel.Type.Code | Technology | Energy.Source.1 | Generator.Status | Orphan.Generator | unmapped_but_in_923 | unmapped | flag_Generator.Status | Generator.Retirement.Year | Generator.Retirement.Month | flag_GeneratorRetired | missingPlant.assoc | missingPlant.generator.data.860 | missingPlant.generation.data.923 | Reported.Prime.Mover_page1 | flag.ST.missing.bf.923 | flag.CACT.missingPair | flag_923bogenCTonly | flag.NGCC.badFuel | flag.ST.missing.bf.923.unmapped | flag_RPM | flag_floatingGen | flagNetGenWithoutFuelHeat | flagFuelHeatWithoutNetGen | flagFuelHeat | flag_STassoc_CT_CS_CA | flag_CSassociation | countFlags | YEAR | plant_gen | plant_gen.923 | plant_gen.860 | plant_gen_assoc | missing.generation.data
0 | 50243 | GEN2 | 50243^1 | CC1 | eia860.org | 0 | 0 |  |  | 0 | 0 | 0 | 0 |  |  | 0 | 0 | 0 | 0 |  |  | 0 | 0 | 0 | 0 |  |  | 0 | 0 | 0 | 0 |  |  | 0 | 0 | 0 | 0 |  |  | 0 | 0 | 0 | 0 |  |  | 1 | 0 | 0 | 0 |  |  | 1 | 0 | 0 | 0 |  |  | 1 | 0 | 0 | 0 |  |  | 1 | 0 | 0 | 0 |  |  | 0 | 0 | 0 | 0 |  |  | 0 | 0 | 0 | FALSE | GEN2 | removeChar | GEN2 | removeChar | removeChar | GEN2 | TRUE |  | ST | ST |  | Wood/Wood Waste Biomass | WDS | OP | FALSE | FALSE | FALSE | 0 |  |  |  | FALSE | FALSE | FALSE |  | 1 | FALSE | FALSE | 0 | 1 |  | 0 | 4 | 0 | 0 | 0 | 0 | 12 | 2015 | 50243^GEN2 | 50243^GEN2 | 50243^GEN2 | 50243^GEN2 | FALSE
0 | 50243 | GEN3 | 50243^1 | CC1 | eia860.org | 78767 | 17398 |  |  | 0 | 0 | 0 | 20162 |  |  | 0 | 0 | 0 | 19278 |  |  | 0 | 0 | 0 | 11915 |  |  | 0 | 0 | 0 | 2260 |  |  | 0 | 0 | 0 | 3032 |  |  | 0 | 0 | 0 | 1233 |  |  | 1 | 0 | 0 | 627 |  |  | 1 | 0 | 0 | 1536 |  |  | 1 | 0 | 0 | 1239 |  |  | 1 | 0 | 0 | 87 |  |  | 0 | 0 | 0 | 0 |  |  | 0 | 0 | 0 | FALSE | GEN3 | removeChar | GEN3 | removeChar | removeChar | GEN3 | TRUE |  | ST | ST |  | Wood/Wood Waste Biomass | WDS | OP | FALSE | FALSE | FALSE | 0 |  |  |  | FALSE | FALSE | FALSE |  | 1 | FALSE | FALSE | 0 | 1 |  | 0 | 4 | 0 | 0 | 0 | 0 | 12 | 2015 | 50243^GEN3 | 50243^GEN3 | 50243^GEN3 | 50243^GEN3 | FALSE
0 | 50243 | GEN5 | 50243^1 | CC1 | eia860.org | 8779 | 2289 |  |  | 0 | 0 | 0 | 2313 |  |  | 0 | 0 | 0 | 1347 |  |  | 0 | 0 | 0 | 917 |  |  | 0 | 0 | 0 | 464 |  |  | 0 | 0 | 0 | 513 |  |  | 0 | 0 | 0 | 310 |  |  | 1 | 0 | 0 | 160 |  |  | 1 | 0 | 0 | 299 |  |  | 1 | 0 | 0 | 167 |  |  | 1 | 0 | 0 | 0 |  |  | 0 | 0 | 0 | 0 |  |  | 0 | 0 | 0 | FALSE | GEN5 | removeChar | GEN5 | removeChar | removeChar | GEN5 | TRUE |  | ST | ST |  | Wood/Wood Waste Biomass | WDS | OP | FALSE | FALSE | FALSE | 0 |  |  |  | FALSE | FALSE | FALSE |  | 1 | FALSE | FALSE | 0 | 1 |  | 0 | 4 | 0 | 0 | 0 | 0 | 12 | 2015 | 50243^GEN5 | 50243^GEN5 | 50243^GEN5 | 50243^GEN5 | FALSE
EIA_associationTable |  | 2015
| Utility.ID | Utility.Name | Plant.Code | Plant.Name | Boiler.ID | Generator.ID | Steam.Plant.Type
| 9303 | Verso Bucksport LLC | 50243 | Bucksport Generation LLC | 8 | GEN2 | 1
| 9303 | Verso Bucksport LLC | 50243 | Bucksport Generation LLC | 6 | GEN2 | 1
| 9303 | Verso Bucksport LLC | 50243 | Bucksport Generation LLC | 7 | GEN2 | 1
| 9303 | Verso Bucksport LLC | 50243 | Bucksport Generation LLC | 5 | GEN2 | 1
| 9303 | Verso Bucksport LLC | 50243 | Bucksport Generation LLC | 9 | GEN2 | 1
| 9303 | Verso Bucksport LLC | 50243 | Bucksport Generation LLC | 5 | GEN3 | 1
| 9303 | Verso Bucksport LLC | 50243 | Bucksport Generation LLC | 9 | GEN3 | 1
| 9303 | Verso Bucksport LLC | 50243 | Bucksport Generation LLC | 8 | GEN3 | 1
| 9303 | Verso Bucksport LLC | 50243 | Bucksport Generation LLC | 6 | GEN3 | 1
| 9303 | Verso Bucksport LLC | 50243 | Bucksport Generation LLC | 7 | GEN3 | 1
| 9303 | Verso Bucksport LLC | 50243 | Bucksport Generation LLC | 9 | GEN5 | 1
| 9303 | Verso Bucksport LLC | 50243 | Bucksport Generation LLC | 8 | GEN5 | 1
| 9303 | Verso Bucksport LLC | 50243 | Bucksport Generation LLC | 5 | GEN5 | 1
| 9303 | Verso Bucksport LLC | 50243 | Bucksport Generation LLC | 6 | GEN5 | 1
| 9303 | Verso Bucksport LLC | 50243 | Bucksport Generation LLC | 7 | GEN5 | 1
generator.data.860 |  | 2015
| Utility.ID | Utility.Name | Plant.Code | Plant.Name | State | County | Generator.ID | Technology | Prime.Mover | Unit.Code | Ownership | Duct.Burners | Can.Bypass.Heat.Recovery.Steam.Generator. | RTO.ISO.LMP.Node.Designation | RTO.ISO.Location.Designation.for.Reporting.Wholesale.Sales.Data.to.FERC | Nameplate.Capacity..MW. | Nameplate.Power.Factor | Summer.Capacity..MW. | Winter.Capacity..MW. | Minimum.Load..MW. | Uprate.or.Derate.Completed.During.Year | Month.Uprate.or.Derate.Completed | Year.Uprate.or.Derate.Completed | Status | Synchronized.to.Transmission.Grid | Operating.Month | Operating.Year | Planned.Retirement.Month | Planned.Retirement.Year | Associated.with.Combined.Heat.and.Power.System | Sector.Name | Sector | Topping.or.Bottoming | Energy.Source.1 | Energy.Source.2 | Energy.Source.3 | Energy.Source.4 | Energy.Source.5 | Energy.Source.6 | Startup.Source.1 | Startup.Source.2 | Startup.Source.3 | Startup.Source.4 | Solid.Fuel.Gasification.System. | Carbon.Capture.Technology. | Turbines..Inverters..or.Hydrokinetic.Buoys | Time.from.Cold.Shutdown.to.Full.Load | Fluidized.Bed.Technology. | Pulverized.Coal.Technology. | Stoker.Technology. | Other.Combustion.Technology. | Subcritical.Technology. | Supercritical.Technology. | Ultrasupercritical.Technology. | Planned.Net.Summer.Capacity.Uprate..MW. | Planned.Net.Winter.Capacity.Uprate..MW. | Planned.Uprate.Month | Planned.Uprate.Year | Planned.Net.Summer.Capacity.Derate..MW. | Planned.Net.Winter.Capacity.Derate..MW. | Planned.Derate.Month | Planned.Derate.Year | Planned.New.Prime.Mover | Planned.Energy.Source.1 | Planned.New.Nameplate.Capacity..MW. | Planned.Repower.Month | Planned.Repower.Year | Other.Planned.Modifications. | Other.Modifications.Month | Other.Modifications.Year | Cofire.Fuels. | Switch.Between.Oil.and.Natural.Gas.
| 9303 | Verso Bucksport LLC | 50243 | Bucksport Generation LLC | ME | Hancock | GEN2 | Wood/Wood Waste Biomass | ST | CC1 | S | N | X |  |  | 15.6 | 0.85 | 21 | 21 | 3 | N |  |  | OP | X | 7 | 1965 |  |  | Y | IPP CHP | 3 | T | WDS | NG | RFO | SLW | TDF | WH | NG |  |  |  | N |  |  | 12H | [23 empty] | Y | N
| 9303 | Verso Bucksport LLC | 50243 | Bucksport Generation LLC | ME | Hancock | GEN3 | Wood/Wood Waste Biomass | ST | CC1 | S | N | X | 46976 | 46976 | 72 | 0.85 | 72 | 72 | 10 | N |  |  | OP | X | 7 | 1988 |  |  | Y | IPP CHP | 3 | T | WDS | NG | RFO | SLW | TDF | WH | NG |  |  |  | N | N |  | 12H | [23 empty] | Y | N
| 9303 | Verso Bucksport LLC | 50243 | Bucksport Generation LLC | ME | Hancock | GEN4 | Natural Gas Fired Combustion Turbine | GT | CC1 | J | X | X | 1288 | 1288 | 186.8 | 0.85 | 156.8 | 183.1 | 110 | N |  |  | OP | X | 1 | 2001 |  |  | Y | IPP CHP | 3 | T T: T; WDS WDS: NG; NG NG: DFO; NG NG: NG |  |  |  | N | N |  | 12H | [23 empty] | N | Y
| 9303 | Verso Bucksport LLC | 50243 | Bucksport Generation LLC | ME | Hancock | GEN5 | Wood/Wood Waste Biomass | ST | CC1 | S | N | X | 40342 | 40342 | 24 | 0.85 | 24 | 24 | 3 | N |  |  | OP | X | 11 | 2012 |  |  | Y | IPP CHP | 3 | T | WDS | NG | RFO | SLW | TDF | WH | NG |  |  |  | N | N |  | 12H | [23 empty] | Y | N
retiredGenerators.860 |  | 2015
| Utility.ID | Utility.Name | Plant.Code | Plant.Name | State | County | Generator.ID | Technology | Prime.Mover | Unit.Code | Ownership | Duct.Burners | Can.Bypass.Heat.Recovery.Steam.Generator. | RTO.ISO.LMP.Node.Designation | RTO.ISO.Location.Designation.for.Reporting.Wholesale.Sales.Data.to.FERC | Nameplate.Capacity..MW. | Nameplate.Power.Factor | Summer.Capacity..MW. | Winter.Capacity..MW. | Minimum.Load..MW. | Uprate.or.Derate.Completed.During.Year | Month.Uprate.or.Derate.Completed | Year.Uprate.or.Derate.Completed | Status | Synchronized.to.Transmission.Grid | Operating.Month | Operating.Year | Retirement.Month | Retirement.Year | Associated.with.Combined.Heat.and.Power.System | Sector.Name | Sector | Topping.or.Bottoming | Energy.Source.1 | Energy.Source.2 | Energy.Source.3 | Energy.Source.4 | Energy.Source.5 | Energy.Source.6 | Startup.Source.1 | Startup.Source.2 | Startup.Source.3 | Startup.Source.4 | Solid.Fuel.Gasification.System. | Carbon.Capture.Technology. | Turbines..Inverters..or.Hydrokinetic.Buoys | Time.from.Cold.Shutdown.to.Full.Load | Fluidized.Bed.Technology. | Pulverized.Coal.Technology. | Stoker.Technology. | Other.Combustion.Technology. | Subcritical.Technology. | Supercritical.Technology. | Ultrasupercritical.Technology. | Cofire.Fuels. | Switch.Between.Oil.and.Natural.Gas.
Boiler_InfoDesign_Parameters.860 |  | 2015
| Utility.ID | Utility.Name | Plant.Code | Plant.Name | State | Boiler.ID | Boiler.Status | Type.of.Boiler | Inservice.Month | Inservice.Year | Retirement.Month | Retirement.Year | Firing.Type.1 | Firing.Type.2 | Firing.Type.3 | Max.Steam.Flow..Thousand.Pounds.per.Hour. | Firing.Rate.Using.Coal..0.1.Tons.per.Hour. | Firing.Rate.Using.Petroleum..0.1.Barrels.per.Hour. | Firing.Rate.Using.Gas..0.1.MCF.per.Hour. | Firing.Rate.Using.Other.Fuels | Waste.Heat.Input..Million.BTU.per.Hour. | Primary.Fuel.1 | Primary.Fuel.2 | Primary.Fuel.3 | Primary.Fuel.4 | Turndown.Ratio | Efficiency.100..Load | Efficiency.50..Load | Air.Flow.100..Load..Cubic.Feet.per.Minute. | Wet.Dry.Bottom | Fly.Ash.Reinjection | Steam.Plant.Type | T: missingData
| 9303 | Verso Bucksport LLC | 50243 | Bucksport Generation LLC | ME | 5 | OP | N | 1 | 1966 |  |  | WF |  |  | 300 |  |  | 370 |  |  | NG |  |  |  | 5 | 0.87 | 0.87 | 863580 | D | N | 1 | T: 0
| 9303 | Verso Bucksport LLC | 50243 | Bucksport Generation LLC | ME | 6 | SC | N | 1 | 1966 |  |  | WF |  |  | 175 |  | 35.9 |  |  |  | RFO |  |  |  | 5 | 0.87 | 0.87 | 506292 | D | N | 1 | T: 0
| 9303 | Verso Bucksport LLC | 50243 | Bucksport Generation LLC | ME | 7 | RE | N | 1 | 1976 | 6 | 2012 | WF |  |  | 175 | [5 empty] | RFO | [6 empty] | 506292 | D | N | 1 | T: 2
| 9303 | Verso Bucksport LLC | 50243 | Bucksport Generation LLC | ME | 8 | OP | D | 1 | 1966 |  |  | SS | TF |  | 500 |  | 814 | 370 | 65 |  | WDS | NG | RFO |  | 3 | 0.87 | 0.87 | 575600 | D | N | 1 | T: 0
| 9303 | Verso Bucksport LLC | 50243 | Bucksport Generation LLC | ME | 9 | OP | N | 10 | 2000 |  |  | OT |  |  | 565 |  | 372 | 1800 |  |  | WH |  |  |  | 1.3 |  |  | 5400 | D | N | 1 | T: 2
boilerFuelData_923 |  | 2015
| Plant.Code | Combined.Heat.And..Power.Plant | Plant.Name | Operator.Name | Operator.Id | Plant.State | Census.Region | NERC.Region | NAICS.Code | Sector.Number | Sector.Name | Boiler.ID | Reported.Prime.Mover | Reported.Fuel.Type.Code | Physical.Unit.Label | Quantity.Of.Fuel.Consumed.January | Quantity.Of.Fuel.Consumed.February | Quantity.Of.Fuel.Consumed.March | Quantity.Of.Fuel.Consumed.April | Quantity.Of.Fuel.Consumed.May | Quantity.Of.Fuel.Consumed.June | Quantity.Of.Fuel.Consumed.July | Quantity.Of.Fuel.Consumed.August | Quantity.Of.Fuel.Consumed.September | Quantity.Of.Fuel.Consumed.October | Quantity.Of.Fuel.Consumed.November | Quantity.Of.Fuel.Consumed.December | MMbtu.Per.Unit.January | MMbtu.Per.Unit.February | MMbtu.Per.Unit.March | MMbtu.Per.Unit.April | MMbtu.Per.Unit.May | MMbtu.Per.Unit.June | MMbtu.Per.Unit.July | MMbtu.Per.Unit.August | MMbtu.Per.Unit.September | MMbtu.Per.Unit.October | MMbtu.Per.Unit.November | MMbtu.Per.Unit.December | Sulfur.Content.January | Sulfur.Content.February | Sulfur.Content.March | Sulfur.Content.April | Sulfur.Content.May | Sulfur.Content.June | Sulfur.Content.July | Sulfur.Content.August | Sulfur.Content.September | Sulfur.Content.October | Sulfur.Content.November | Sulfur.Content.December | Ash.Content.January | Ash.Content.February | Ash.Content.March | Ash.Content.April | Ash.Content.May | Ash.Content.June | Ash.Content.July | Ash.Content.August | Ash.Content.September | Ash.Content.October | Ash.Content.November | Ash.Content.December | Total.Fuel.Consumption.Quantity | YEAR | missingData
| 50243 | Y | Bucksport Generation LLC | Verso Bucksport LLC | 9303 | ME | NEW | NPCC | 22 | 3 | NAICS-22 Cogen | 5 | ST | NG | Mcf | 4222 | 789 | 344 | 13115 | 8034 | 5573 | 0 | 0 | 0 | 0 | 3672 | 12836 | 1.049 | 1.041 | 1.035 | 1.031 | 1.022 | 1.02 | 0 | 0 | 0 | 0 | 1.023 | 1.047 | 0 | 0 | 0 | 0 | 0 | 0 | 0 | 0 | 0 | 0 | 0 | 0 | 0 | 0 | 0 | 0 | 0 | 0 | 0 | 0 | 0 | 0 | 0 | 0 | 48585 | 2015 | 0
| 50243 | Y | Bucksport Generation LLC | Verso Bucksport LLC | 9303 | ME | NEW | NPCC | 22 | 3 | NAICS-22 Cogen | 8 | ST | NG | Mcf | 11503 | 10639 | 6331 | 13203 | 0 | 0 | 0 | 0 | 0 | 0 | 0 | 0 | 1.049 | 1.041 | 1.035 | 1.031 | 0 | 0 | 0 | 0 | 0 | 0 | 0 | 0 | 0 | 0 | 0 | 0 | 0 | 0 | 0 | 0 | 0 | 0 | 0 | 0 | 0 | 0 | 0 | 0 | 0 | 0 | 0 | 0 | 0 | 0 | 0 | 0 | 41676 | 2015 | 0
| 50243 | Y | Bucksport Generation LLC | Verso Bucksport LLC | 9303 | ME | NEW | NPCC | 22 | 3 | NAICS-22 Cogen | 8 | ST | SLW | short tons | 0 | 0 | 0 | 0 | 0 | 0 | 0 | 0 | 0 | 0 | 0 | 0 | 0 | 0 | 0 | 0 | 0 | 0 | 0 | 0 | 0 | 0 | 0 | 0 | 0 | 0 | 0 | 0 | 0 | 0 | 0 | 0 | 0 | 0 | 0 | 0 | 0 | 0 | 0 | 0 | 0 | 0 | 0 | 0 | 0 | 0 | 0 | 0 | 0 | 2015 | 0
| 50243 | Y | Bucksport Generation LLC | Verso Bucksport LLC | 9303 | ME | NEW | NPCC | 22 | 3 | NAICS-22 Cogen | 8 | ST | TDF | short tons | 0 | 0 | 0 | 0 | 0 | 0 | 0 | 0 | 0 | 0 | 0 | 0 | 0 | 0 | 0 | 0 | 0 | 0 | 0 | 0 | 0 | 0 | 0 | 0 | 0 | 0 | 0 | 0 | 0 | 0 | 0 | 0 | 0 | 0 | 0 | 0 | 0 | 0 | 0 | 0 | 0 | 0 | 0 | 0 | 0 | 0 | 0 | 0 | 0 | 2015 | 0
| 50243 | Y | Bucksport Generation LLC | Verso Bucksport LLC | 9303 | ME | NEW | NPCC | 22 | 3 | NAICS-22 Cogen | 8 | ST | WDS | short tons | 18665 | 14400 | 16739 | 9669 | 0 | 0 | 0 | 0 | 0 | 0 | 0 | 0 | 17.1 | 17.1 | 17.1 | 17.1 | 0 | 0 | 0 | 0 | 0 | 0 | 0 | 0 | 0 | 0 | 0 | 0 | 0 | 0 | 0 | 0 | 0 | 0 | 0 | 0 | 0 | 0 | 0 | 0 | 0 | 0 | 0 | 0 | 0 | 0 | 0 | 0 | 59473 | 2015 | 0
| 50243 | Y | Bucksport Generation LLC | Verso Bucksport LLC | 9303 | ME | NEW | NPCC | 22 | 3 | NAICS-22 Cogen | 9 | ST | NG | Mcf | 0 | 0 | 0 | 0 | 0 | 0 | 0 | 0 | 0 | 0 | 0 | 0 | 0 | 0 | 0 | 0 | 0 | 0 | 0 | 0 | 0 | 0 | 0 | 0 | 0 | 0 | 0 | 0 | 0 | 0 | 0 | 0 | 0 | 0 | 0 | 0 | 0 | 0 | 0 | 0 | 0 | 0 | 0 | 0 | 0 | 0 | 0 | 0 | 0 | 2015 | 0
| 50243 | Y | Bucksport Generation LLC | Verso Bucksport LLC | 9303 | ME | NEW | NPCC | 22 | 3 | NAICS-22 Cogen | 9 | ST | RFO | barrels | 0 | 0 | 0 | 0 | 0 | 0 | 0 | 0 | 0 | 0 | 0 | 0 | 0 | 0 | 0 | 0 | 0 | 0 | 0 | 0 | 0 | 0 | 0 | 0 | 0 | 0 | 0 | 0 | 0 | 0 | 0 | 0 | 0 | 0 | 0 | 0 | 0 | 0 | 0 | 0 | 0 | 0 | 0 | 0 | 0 | 0 | 0 | 0 | 0 | 2015 | 0
| 50243 | Y | Bucksport Generation LLC | Verso Bucksport LLC | 9303 | ME | NEW | NPCC | 22 | 3 | NAICS-22 Cogen | 9 | ST | SLW | short tons | 0 | 0 | 0 | 0 | 0 | 0 | 0 | 0 | 0 | 0 | 0 | 0 | 0 | 0 | 0 | 0 | 0 | 0 | 0 | 0 | 0 | 0 | 0 | 0 | 0 | 0 | 0 | 0 | 0 | 0 | 0 | 0 | 0 | 0 | 0 | 0 | 0 | 0 | 0 | 0 | 0 | 0 | 0 | 0 | 0 | 0 | 0 | 0 | 0 | 2015 | 0
| 50243 | Y | Bucksport Generation LLC | Verso Bucksport LLC | 9303 | ME | NEW | NPCC | 22 | 3 | NAICS-22 Cogen | 9 | ST | TDF | short tons | 0 | 0 | 0 | 0 | 0 | 0 | 0 | 0 | 0 | 0 | 0 | 0 | 0 | 0 | 0 | 0 | 0 | 0 | 0 | 0 | 0 | 0 | 0 | 0 | 0 | 0 | 0 | 0 | 0 | 0 | 0 | 0 | 0 | 0 | 0 | 0 | 0 | 0 | 0 | 0 | 0 | 0 | 0 | 0 | 0 | 0 | 0 | 0 | 0 | 2015 | 0
| 50243 | Y | Bucksport Generation LLC | Verso Bucksport LLC | 9303 | ME | NEW | NPCC | 22 | 3 | NAICS-22 Cogen | 9 | ST | WDS | short tons | 0 | 0 | 0 | 0 | 0 | 0 | 0 | 0 | 0 | 0 | 0 | 0 | 0 | 0 | 0 | 0 | 0 | 0 | 0 | 0 | 0 | 0 | 0 | 0 | 0 | 0 | 0 | 0 | 0 | 0 | 0 | 0 | 0 | 0 | 0 | 0 | 0 | 0 | 0 | 0 | 0 | 0 | 0 | 0 | 0 | 0 | 0 | 0 | 0 | 2015 | 0
generation.data.923 |  | 2015
| Plant.Code | Combined.Heat.And.Power.Plant | Plant.Name | Operator.Name | Operator.Id | Plant.State | Census.Region | NERC.Region | NAICS.Code | Sector.Number | Sector.Name | Generator.ID | Reported.Prime.Mover | Net.Generation.January | Net.Generation.February | Net.Generation.March | Net.Generation.April | Net.Generation.May | Net.Generation.June | Net.Generation.July | Net.Generation.August | Net.Generation.September | Net.Generation.October | Net.Generation.November | Net.Generation.December | Net.Generation.Year.To.Date | YEAR | missingData
| 50243 | Y | Bucksport Generation LLC | Verso Bucksport LLC | 9303 | ME | NEW | NPCC | 22 | 3 | NAICS-22 Cogen | GEN5 | ST | 2289 | 2313 | 1347 | 917 | 464 | 513 | 310 | 160 | 299 | 167 | 0 | 0 | 8779 | 2015 | 0
| 50243 | Y | Bucksport Generation LLC | Verso Bucksport LLC | 9303 | ME | NEW | NPCC | 22 | 3 | NAICS-22 Cogen | GEN3 | ST | 17398 | 20162 | 19278 | 11915 | 2260 | 3032 | 1233 | 627 | 1536 | 1239 | 87 | 0 | 78767 | 2015 | 0
| 50243 | Y | Bucksport Generation LLC | Verso Bucksport LLC | 9303 | ME | NEW | NPCC | 22 | 3 | NAICS-22 Cogen | GEN2 | ST | 0 | 0 | 0 | 0 | 0 | 0 | 0 | 0 | 0 | 0 | 0 | 0 | 0 | 2015 | 0
page1GenFuelData.923 |  | 2015
| Plant.Code | Combined.Heat.And.Power.Plant | Nuclear.Unit.Id | Plant.Name | Operator.Name | Operator.Id | Plant.State | Census.Region | NERC.Region | Reserved | NAICS.Code | EIA.Sector.Number | Sector.Name | Reported.Prime.Mover | Reported.Fuel.Type.Code | AER.Fuel.Type.Code | Reserved.1 | Reserved.2 | Physical.Unit.Label | Quantity.January | Quantity.February | Quantity.March | Quantity.April | Quantity.May | Quantity.June | Quantity.July | Quantity.August | Quantity.September | Quantity.October | Quantity.November | Quantity.December | Elec_Quantity.January | Elec_Quantity.February | Elec_Quantity.March | Elec_Quantity.April | Elec_Quantity.May | Elec_Quantity.June | Elec_Quantity.July | Elec_Quantity.August | Elec_Quantity.September | Elec_Quantity.October | Elec_Quantity.November | Elec_Quantity.December | MMBtuPer_Unit.January | MMBtuPer_Unit.February | MMBtuPer_Unit.March | MMBtuPer_Unit.April | MMBtuPer_Unit.May | MMBtuPer_Unit.June | MMBtuPer_Unit.July | MMBtuPer_Unit.August | MMBtuPer_Unit.September | MMBtuPer_Unit.October | MMBtuPer_Unit.November | MMBtuPer_Unit.December | Tot_MMBtu.January | Tot_MMBtu.February | Tot_MMBtu.March | Tot_MMBtu.April | Tot_MMBtu.May | Tot_MMBtu.June | Tot_MMBtu.July | Tot_MMBtu.August | Tot_MMBtu.September | Tot_MMBtu.October | Tot_MMBtu.November | Tot_MMBtu.December | Elec_MMBtu.January | Elec_MMBtu.February | Elec_MMBtu.March | Elec_MMBtu.April | Elec_MMBtu.May | Elec_MMBtu.June | Elec_MMBtu.July | Elec_MMBtu.August | Elec_MMBtu.September | Elec_MMBtu.October | Elec_MMBtu.November | Elec_MMBtu.December | Netgen.January | Netgen.February | Netgen.March | Netgen.April | Netgen.May | Netgen.June | Netgen.July | Netgen.August | Netgen.September | Netgen.October | Netgen.November | Netgen.December | Total.Fuel.Consumption.Quantity | Electric.Fuel.Consumption.Quantity | Total.Fuel.Consumption.MMBtu | Elec.Fuel.Consumption.MMBtu | Net.Generation..Megawatthours. | YEAR | missingData
| 50243 | Y | . | Bucksport Generation LLC | Verso Bucksport LLC | 9303 | ME | NEW | NPCC |  | 22 | 3 | NAICS-22 Cogen | GT | BIT | COL |  |  | short tons | 0 | 0 | 0 | 0 | 0 | 0 | 0 | 0 | 0 | 0 | 0 | 0 | 0 | 0 | 0 | 0 | 0 | 0 | 0 | 0 | 0 | 0 | 0 | 0 | 0 | 0 | 0 | 0 | 0 | 0 | 0 | 0 | 0 | 0 | 0 | 0 | 0 | 0 | 0 | 0 | 0 | 0 | 0 | 0 | 0 | 0 | 0 | 0 | 0 | 0 | 0 | 0 | 0 | 0 | 0 | 0 | 0 | 0 | 0 | 0 | 0 | 0 | 0 | 0 | 0 | 0 | 0 | 0 | 0 | 0 | 0 | 0 | 0 | 0 | 0 | 0 | 0 | 2015 | 24
| 50243 | Y | . | Bucksport Generation LLC | Verso Bucksport LLC | 9303 | ME | NEW | NPCC |  | 22 | 3 | NAICS-22 Cogen | GT | DFO | DFO |  |  | barrels | 0 | 30234 | 0 | 0 | 0 | 0 | 0 | 0 | 0 | 0 | 891 | 0 | 0 | 26250 | 0 | 0 | 0 | 0 | 0 | 0 | 0 | 0 | 593 | 0 | 0 | 5.81 | 0 | 0 | 0 | 0 | 0 | 0 | 0 | 0 | 5.81 | 0 | 0 | 175660 | 0 | 0 | 0 | 0 | 0 | 0 | 0 | 0 | 5177 | 0 | 0 | 152510 | 0 | 0 | 0 | 0 | 0 | 0 | 0 | 0 | 3447 | 0 | 0 | 15620.201 | 0 | 0 | 0 | 0 | 0 | 0 | 0 | 0 | 353.025 | 0 | 31125 | 26843 | 180837 | 155957 | 15973.226 | 2015 | 0
| 50243 | Y | . | Bucksport Generation LLC | Verso Bucksport LLC | 9303 | ME | NEW | NPCC |  | 22 | 3 | NAICS-22 Cogen | GT | NG | NG |  |  | mcf | 1192 | 1467 | 91981 | 76896 | 71058 | 97854 | 46097 | 17923 | 55912 | 43263 | 315 | 0 | 0 | 1274 | 73618 | 63886 | 59557 | 78396 | 36398 | 17923 | 43773 | 33978 | 210 | 0 | 1.049 | 1.041 | 1.035 | 1.031 | 1.022 | 1.02 | 1.018 | 1.017 | 1.018 | 1.027 | 1.023 | 0 | 1250 | 1527 | 95200 | 79280 | 72621 | 99811 | 46927 | 18228 | 56918 | 44431 | 322 | 0 | 0 | 1326 | 76195 | 65866 | 60867 | 79964 | 37053 | 18228 | 44561 | 34895 | 215 | 0 | 0 | 135.799 | 7804 | 6746 | 6234 | 8190 | 3795 | 1882 | 4564 | 3574 | 21.975 | 0 | 503958 | 409013 | 516515 | 419170 | 42946.774 | 2015 | 0
| 50243 | Y | . | Bucksport Generation LLC | Verso Bucksport LLC | 9303 | ME | NEW | NPCC |  | 22 | 3 | NAICS-22 Cogen | ST | BIT | COL |  |  | short tons | 0 | 0 | 0 | 0 | 0 | 0 | 0 | 0 | 0 | 0 | 0 | 0 | 0 | 0 | 0 | 0 | 0 | 0 | 0 | 0 | 0 | 0 | 0 | 0 | 0 | 0 | 0 | 0 | 0 | 0 | 0 | 0 | 0 | 0 | 0 | 0 | 0 | 0 | 0 | 0 | 0 | 0 | 0 | 0 | 0 | 0 | 0 | 0 | 0 | 0 | 0 | 0 | 0 | 0 | 0 | 0 | 0 | 0 | 0 | 0 | 0 | 0 | 0 | 0 | 0 | 0 | 0 | 0 | 0 | 0 | 0 | 0 | 0 | 0 | 0 | 0 | 0 | 2015 | 60
| 50243 | Y | . | Bucksport Generation LLC | Verso Bucksport LLC | 9303 | ME | NEW | NPCC |  | 22 | 3 | NAICS-22 Cogen | ST | NG | NG |  |  | mcf | 15725 | 11428 | 6675 | 26318 | 8034 | 5573 | 0 | 0 | 0 | 0 | 3672 | 12836 | 5461 | 5891 | 2781 | 10390 | 8034 | 5573 | 0 | 0 | 0 | 0 | 503 | 0 | 1.049 | 1.041 | 1.035 | 1.031 | 1.022 | 1.02 | 0 | 0 | 0 | 0 | 1.023 | 1.047 | 16496 | 11897 | 6909 | 27134 | 8211 | 5684 | 0 | 0 | 0 | 0 | 3756 | 13439 | 5729 | 6133 | 2878 | 10712 | 8211 | 5684 | 0 | 0 | 0 | 0 | 515 | 0 | 967.469 | 1035.789 | 486.074 | 1808.983 | 2724 | 3545 | 270.588 | 138.012 | 321.795 | 246.563 | 87 | 0 | 90261 | 38633 | 93526 | 39862 | 11631.273 | 2015 | 0
| 50243 | Y | . | Bucksport Generation LLC | Verso Bucksport LLC | 9303 | ME | NEW | NPCC |  | 22 | 3 | NAICS-22 Cogen | ST | RFO | RFO |  |  | barrels | 0 | 0 | 0 | 0 | 0 | 0 | 0 | 0 | 0 | 0 | 0 | 0 | 0 | 0 | 0 | 0 | 0 | 0 | 0 | 0 | 0 | 0 | 0 | 0 | 0 | 0 | 0 | 0 | 0 | 0 | 0 | 0 | 0 | 0 | 0 | 0 | 0 | 0 | 0 | 0 | 0 | 0 | 0 | 0 | 0 | 0 | 0 | 0 | 0 | 0 | 0 | 0 | 0 | 0 | 0 | 0 | 0 | 0 | 0 | 0 | 0 | 0 | 0 | 0 | 0 | 0 | 46.691 | 23.815 | 55.527 | 42.546 | 0 | 0 | 0 | 0 | 0 | 0 | 168.579 | 2015 | 0
| 50243 | Y | . | Bucksport Generation LLC | Verso Bucksport LLC | 9303 | ME | NEW | NPCC |  | 22 | 3 | NAICS-22 Cogen | ST | SLW | ORW |  |  | short tons | 0 | 0 | 0 | 0 | 0 | 0 | 0 | 0 | 0 | 0 | 0 | 0 | 0 | 0 | 0 | 0 | 0 | 0 | 0 | 0 | 0 | 0 | 0 | 0 | 0 | 0 | 0 | 0 | 0 | 0 | 0 | 0 | 0 | 0 | 0 | 0 | 0 | 0 | 0 | 0 | 0 | 0 | 0 | 0 | 0 | 0 | 0 | 0 | 0 | 0 | 0 | 0 | 0 | 0 | 0 | 0 | 0 | 0 | 0 | 0 | 0 | 0 | 0 | 0 | 0 | 0 | 34.007 | 17.345 | 40.443 | 30.988 | 0 | 0 | 0 | 0 | 0 | 0 | 122.783 | 2015 | 0
| 50243 | Y | . | Bucksport Generation LLC | Verso Bucksport LLC | 9303 | ME | NEW | NPCC |  | 22 | 3 | NAICS-22 Cogen | ST | TDF | OTH |  |  | short tons | 0 | 0 | 0 | 0 | 0 | 0 | 0 | 0 | 0 | 0 | 0 | 0 | 0 | 0 | 0 | 0 | 0 | 0 | 0 | 0 | 0 | 0 | 0 | 0 | 0 | 0 | 0 | 0 | 0 | 0 | 0 | 0 | 0 | 0 | 0 | 0 | 0 | 0 | 0 | 0 | 0 | 0 | 0 | 0 | 0 | 0 | 0 | 0 | 0 | 0 | 0 | 0 | 0 | 0 | 0 | 0 | 0 | 0 | 0 | 0 | 0 | 0 | 0 | 0 | 0 | 0 | 0 | 0 | 0 | 0 | 0 | 0 | 0 | 0 | 0 | 0 | 0 | 2015 | 0
| 50243 | Y | . | Bucksport Generation LLC | Verso Bucksport LLC | 9303 | ME | NEW | NPCC |  | 22 | 3 | NAICS-22 Cogen | ST | WDS | WWW |  |  | short tons | 18665 | 14400 | 16739 | 9669 | 0 | 0 | 0 | 0 | 0 | 0 | 0 | 0 | 6482 | 7424 | 6974 | 3817 | 0 | 0 | 0 | 0 | 0 | 0 | 0 | 0 | 17.1 | 17.1 | 17.1 | 17.1 | 0 | 0 | 0 | 0 | 0 | 0 | 0 | 0 | 319172 | 246240 | 286237 | 165340 | 0 | 0 | 0 | 0 | 0 | 0 | 0 | 0 | 110848 | 126953 | 119253 | 65273 | 0 | 0 | 0 | 0 | 0 | 0 | 0 | 0 | 18719.531 | 21439.211 | 20138.926 | 11023.017 | 0 | 0 | 1191.714 | 607.828 | 1417.235 | 1085.903 | 0 | 0 | 59473 | 24697 | 1016989 | 422327 | 75623.365 | 2015 | 0
FuelHeatByLine |  | 2015
| Plant.Code | Boiler.ID | bogen | Reported.Prime.Mover_bf.923 | Reported.Fuel.Type.Code | Fuel.Heat.January | Fuel.Heat.February | Fuel.Heat.March | Fuel.Heat.April | Fuel.Heat.May | Fuel.Heat.June | Fuel.Heat.July | Fuel.Heat.August | Fuel.Heat.September | Fuel.Heat.October | Fuel.Heat.November | Fuel.Heat.December | YEAR
| 50243 | 5 | 50243^1 | ST | NG | 4428.878 | 821.349 | 356.04 | 13521.565 | 8210.748 | 5684.46 | 0 | 0 | 0 | 0 | 3756.456 | 13439.292 | 2015
| 50243 | 8 | 50243^1 | ST | WDS | 319171.5 | 246240 | 286236.9 | 165339.9 | 0 | 0 | 0 | 0 | 0 | 0 | 0 | 0 | 2015
| 50243 | 8 | 50243^1 | ST | TDF | 0 | 0 | 0 | 0 | 0 | 0 | 0 | 0 | 0 | 0 | 0 | 0 | 2015
| 50243 | 8 | 50243^1 | ST | NG | 12066.647 | 11075.199 | 6552.585 | 13612.293 | 0 | 0 | 0 | 0 | 0 | 0 | 0 | 0 | 2015
| 50243 | 8 | 50243^1 | ST | SLW | 0 | 0 | 0 | 0 | 0 | 0 | 0 | 0 | 0 | 0 | 0 | 0 | 2015
| 50243 | 9 | 50243^1 | ST | NG | 0 | 0 | 0 | 0 | 0 | 0 | 0 | 0 | 0 | 0 | 0 | 0 | 2015
| 50243 | 9 | 50243^1 | ST | RFO | 0 | 0 | 0 | 0 | 0 | 0 | 0 | 0 | 0 | 0 | 0 | 0 | 2015
| 50243 | 9 | 50243^1 | ST | TDF | 0 | 0 | 0 | 0 | 0 | 0 | 0 | 0 | 0 | 0 | 0 | 0 | 2015
| 50243 | 9 | 50243^1 | ST | WDS | 0 | 0 | 0 | 0 | 0 | 0 | 0 | 0 | 0 | 0 | 0 | 0 | 2015
| 50243 | 9 | 50243^1 | ST | SLW | 0 | 0 | 0 | 0 | 0 | 0 | 0 | 0 | 0 | 0 | 0 | 0 | 2015
NetGenByLine |  | 2015
| Plant.Code | Generator.ID | bogen | Reported.Prime.Mover | Net.Generation.Year.To.Date | Net.Generation.January | Net.Generation.February | Net.Generation.March | Net.Generation.April | Net.Generation.May | Net.Generation.June | Net.Generation.July | Net.Generation.August | Net.Generation.September | Net.Generation.October | Net.Generation.November | Net.Generation.December | YEAR
| 50243 | GEN2 | 50243^1 | ST | 0 | 0 | 0 | 0 | 0 | 0 | 0 | 0 | 0 | 0 | 0 | 0 | 0 | 2015
| 50243 | GEN3 | 50243^1 | ST | 78767 | 17398 | 20162 | 19278 | 11915 | 2260 | 3032 | 1233 | 627 | 1536 | 1239 | 87 | 0 | 2015
| 50243 | GEN5 | 50243^1 | ST | 8779 | 2289 | 2313 | 1347 | 917 | 464 | 513 | 310 | 160 | 299 | 167 | 0 | 0 | 2015
FuelHeatByBoilerID |  | 2015
| Plant.Code | Boiler.ID | bogen | Reported.Prime.Mover_bf.923 | flagFuelHeat | Boiler.ID.Total.Fuel.Heat.January | Boiler.ID.Total.Fuel.Heat.February | Boiler.ID.Total.Fuel.Heat.March | Boiler.ID.Total.Fuel.Heat.April | Boiler.ID.Total.Fuel.Heat.May | Boiler.ID.Total.Fuel.Heat.June | Boiler.ID.Total.Fuel.Heat.July | Boiler.ID.Total.Fuel.Heat.August | Boiler.ID.Total.Fuel.Heat.September | Boiler.ID.Total.Fuel.Heat.October | Boiler.ID.Total.Fuel.Heat.November | Boiler.ID.Total.Fuel.Heat.December | YEAR
| 50243 | 5 | 50243^1 | ST | 0 | 4428.878 | 821.349 | 356.04 | 13521.565 | 8210.748 | 5684.46 | 0 | 0 | 0 | 0 | 3756.456 | 13439.292 | 2015
| 50243 | 8 | 50243^1 | ST | 0 | 331238.147 | 257315.199 | 292789.485 | 178952.193 | 0 | 0 | 0 | 0 | 0 | 0 | 0 | 0 | 2015
| 50243 | 9 | 50243^1 | ST | 0 | 0 | 0 | 0 | 0 | 0 | 0 | 0 | 0 | 0 | 0 | 0 | 0 | 2015
NetGenByGeneratorID |  | 2015
| Plant.Code | Generator.ID | bogen | Reported.Prime.Mover_923 | Net.Generation.mwh | Generator.ID.Total.Net.Generation.January | Generator.ID.Total.Net.Generation.February | Generator.ID.Total.Net.Generation.March | Generator.ID.Total.Net.Generation.April | Generator.ID.Total.Net.Generation.May | Generator.ID.Total.Net.Generation.June | Generator.ID.Total.Net.Generation.July | Generator.ID.Total.Net.Generation.August | Generator.ID.Total.Net.Generation.September | Generator.ID.Total.Net.Generation.October | Generator.ID.Total.Net.Generation.November | Generator.ID.Total.Net.Generation.December | YEAR
| 50243 | GEN2 | 50243^1 | ST | 0 | 0 | 0 | 0 | 0 | 0 | 0 | 0 | 0 | 0 | 0 | 0 | 0 | 2015
| 50243 | GEN3 | 50243^1 | ST | 78767 | 17398 | 20162 | 19278 | 11915 | 2260 | 3032 | 1233 | 627 | 1536 | 1239 | 87 | 0 | 2015
| 50243 | GEN5 | 50243^1 | ST | 8779 | 2289 | 2313 | 1347 | 917 | 464 | 513 | 310 | 160 | 299 | 167 | 0 | 0 | 2015
FuelHeatByBogen |  | 2015
| Plant.Code | blankCol | bogen | Reported.Prime.Mover_bf.923 | flagFuelHeat | Bogen.Total.Fuel.Heat.January | Bogen.Total.Fuel.Heat.February | Bogen.Total.Fuel.Heat.March | Bogen.Total.Fuel.Heat.April | Bogen.Total.Fuel.Heat.May | Bogen.Total.Fuel.Heat.June | Bogen.Total.Fuel.Heat.July | Bogen.Total.Fuel.Heat.August | Bogen.Total.Fuel.Heat.September | Bogen.Total.Fuel.Heat.October | Bogen.Total.Fuel.Heat.November | Bogen.Total.Fuel.Heat.December | YEAR
| 50243 |  | 50243^1 | ST | 0 | 335667.025 | 258136.548 | 293145.525 | 192473.758 | 8210.748 | 5684.46 | 0 | 0 | 0 | 0 | 3756.456 | 13439.292 | 2015
NetGenByBogen |  | 2015
| Plant.Code | blankCol | bogen | Reported.Prime.Mover_923 | Net.Generation.mwh | Bogen.Total.Net.Generation.January | Bogen.Total.Net.Generation.February | Bogen.Total.Net.Generation.March | Bogen.Total.Net.Generation.April | Bogen.Total.Net.Generation.May | Bogen.Total.Net.Generation.June | Bogen.Total.Net.Generation.July | Bogen.Total.Net.Generation.August | Bogen.Total.Net.Generation.September | Bogen.Total.Net.Generation.October | Bogen.Total.Net.Generation.November | Bogen.Total.Net.Generation.December | YEAR
| 50243 |  | 50243^1 | ST | 0 | 19687 | 22475 | 20625 | 12832 | 2724 | 3545 | 1543 | 787 | 1835 | 1406 | 87 | 0 | 2015
| 50243 |  | 50243^1 | ST | 78767 | 19687 | 22475 | 20625 | 12832 | 2724 | 3545 | 1543 | 787 | 1835 | 1406 | 87 | 0 | 2015
| 50243 |  | 50243^1 | ST | 8779 | 19687 | 22475 | 20625 | 12832 | 2724 | 3545 | 1543 | 787 | 1835 | 1406 | 87 | 0 | 2015
ThermalEfficiencyByBogen |  | 2015
| Plant.Code | blankCol | bogen | Reported.Prime.Mover_923 | Net.Generation.mwh | ThermalEfficiency.January | ThermalEfficiency.February | ThermalEfficiency.March | ThermalEfficiency.April | ThermalEfficiency.May | ThermalEfficiency.June | ThermalEfficiency.July | ThermalEfficiency.August | ThermalEfficiency.September | ThermalEfficiency.October | ThermalEfficiency.November | ThermalEfficiency.December | YEAR
| 50243 |  | 50243^1 | ST | 0 | 0.20012 | 0.29708 | 0.24007 | 0.22748 | 1.132 | 2.1279 | 9999 | 9999 | 9999 | 9999 | 0.079026 | 0 | 2015
| 50243 |  | 50243^1 | ST | 78767 | 0.20012 | 0.29708 | 0.24007 | 0.22748 | 1.132 | 2.1279 | 9999 | 9999 | 9999 | 9999 | 0.079026 | 0 | 2015
| 50243 |  | 50243^1 | ST | 8779 | 0.20012 | 0.29708 | 0.24007 | 0.22748 | 1.132 | 2.1279 | 9999 | 9999 | 9999 | 9999 | 0.079026 | 0 | 2015

## 50921
2015 | Plant.Code | orig_sheet3_key | auto_sheet3_flags | auto_sheet3_key | orig_sheet4_key | auto_sheet4_flags | auto_sheet4_key | EIA_associationTable | generator.data.860 | retiredGenerators.860 | Boiler_InfoDesign_Parameters.860 | boilerFuelData_923 | generation.data.923 | page1GenFuelData.923 | FuelHeatByLine | NetGenByLine | FuelHeatByBoilerID | NetGenByGeneratorID | FuelHeatByBogen | NetGenByBogen | ThermalEfficiencyByBogen
#Rows | 50921 | 1 | 0 | 0 | 1 | 1 | 1 | 0 | 1 | 0 | 0 | 1 | 1 | 1 | 0 | 1 | 0 | 1 | 1 | 1 | 1
orig_sheet3_key |  | 2015
| plant_bo | bogen | Plant.Code
| 50921^NA | 50921^1 | 50921
auto_sheet3_flags |  | 2015
| Plant.Code | plant_bo | bogen | missing.from.923 | unmapped_but_in_923 | unmapped | Orphan.Boiler | Boiler.Status | Boiler.ID.NotIn.Assoc | missingPlant.assoc | missingPlant.boilerDesignData.860 | missingPlant.generation.data.923 | missingPlant.boilerFuelData.923 | flag.CACT.missingPair | missing.bf.923 | flag.ST.missing.bf.923 | flag.ST.missing.bf.923.unmapped | flag_RPM | flag_floatingGen | flag_BoilerRetired | flag_Boiler.Status | flag_923bogenCTonly | flagFuelHeat | flag_STassoc_CT_CS_CA | flag_CSassociation | flagFH_no_NG_January | flagNG_no_FH_January | flagFuelHeat_January | flagFH_no_NG_February | flagNG_no_FH_February | flagFuelHeat_February | flagFH_no_NG_March | flagNG_no_FH_March | flagFuelHeat_March | flagFH_no_NG_April | flagNG_no_FH_April | flagFuelHeat_April | flagFH_no_NG_May | flagNG_no_FH_May | flagFuelHeat_May | flagFH_no_NG_June | flagNG_no_FH_June | flagFuelHeat_June | flagFH_no_NG_July | flagNG_no_FH_July | flagFuelHeat_July | flagFH_no_NG_August | flagNG_no_FH_August | flagFuelHeat_August | flagFH_no_NG_September | flagNG_no_FH_September | flagFuelHeat_September | flagFH_no_NG_October | flagNG_no_FH_October | flagFuelHeat_October | flagFH_no_NG_November | flagNG_no_FH_November | flagFuelHeat_November | flagFH_no_NG_December | flagNG_no_FH_December | flagFuelHeat_December | flag_ManualPlant | flag_MisMatch
auto_sheet3_key |  | 2015
manualEdit | Plant.Code | bogen | Boiler.ID | Unit.Code | bga.source | Boiler.ID.Total.Fuel.Heat.January | PlantLine.Total.Fuel.Heat.January | flagNG_no_FH_January | flagFH_no_NG_January | flagFuelHeat_January | Boiler.ID.Total.Fuel.Heat.February | PlantLine.Total.Fuel.Heat.February | flagNG_no_FH_February | flagFH_no_NG_February | flagFuelHeat_February | Boiler.ID.Total.Fuel.Heat.March | PlantLine.Total.Fuel.Heat.March | flagNG_no_FH_March | flagFH_no_NG_March | flagFuelHeat_March | Boiler.ID.Total.Fuel.Heat.April | PlantLine.Total.Fuel.Heat.April | flagNG_no_FH_April | flagFH_no_NG_April | flagFuelHeat_April | Boiler.ID.Total.Fuel.Heat.May | PlantLine.Total.Fuel.Heat.May | flagNG_no_FH_May | flagFH_no_NG_May | flagFuelHeat_May | Boiler.ID.Total.Fuel.Heat.June | PlantLine.Total.Fuel.Heat.June | flagNG_no_FH_June | flagFH_no_NG_June | flagFuelHeat_June | Boiler.ID.Total.Fuel.Heat.July | PlantLine.Total.Fuel.Heat.July | flagNG_no_FH_July | flagFH_no_NG_July | flagFuelHeat_July | Boiler.ID.Total.Fuel.Heat.August | PlantLine.Total.Fuel.Heat.August | flagNG_no_FH_August | flagFH_no_NG_August | flagFuelHeat_August | Boiler.ID.Total.Fuel.Heat.September | PlantLine.Total.Fuel.Heat.September | flagNG_no_FH_September | flagFH_no_NG_September | flagFuelHeat_September | Boiler.ID.Total.Fuel.Heat.October | PlantLine.Total.Fuel.Heat.October | flagNG_no_FH_October | flagFH_no_NG_October | flagFuelHeat_October | Boiler.ID.Total.Fuel.Heat.November | PlantLine.Total.Fuel.Heat.November | flagNG_no_FH_November | flagFH_no_NG_November | flagFuelHeat_November | Boiler.ID.Total.Fuel.Heat.December | PlantLine.Total.Fuel.Heat.December | flagNG_no_FH_December | flagFH_no_NG_December | flagFuelHeat_December | missing.from.923 | flagBoiler.ID_assoc | orig_Boiler.ID_assoc | orig_Boiler.ID_bf.923 | flagBoiler.ID_bf.923 | missing.bf.923 | Reported.Prime.Mover_bf.923 | Reported.Prime.Mover_923 | Reported.Prime.Mover_860 | Reported.Fuel.Type.Code | Technology | Energy.Source.1 | unmapped_but_in_923 | unmapped | Orphan.Boiler | Boiler.Status | Boiler.Retirement.Year | Boiler.Retirement.Month | flag_BoilerRetired | flag_Boiler.Status | Boiler.ID.NotIn.Assoc | missingPlant.assoc | missingPlant.boilerDesignData.860 | missingPlant.generation.data.923 | missingPlant.boilerFuelData.923 | Reported.Prime.Mover_page1 | flag.ST.missing.bf.923 | flag.CACT.missingPair | flag_923bogenCTonly | flag.NGCC.badFuel | flag.ST.missing.bf.923.unmapped | flag_RPM | flag_floatingGen | flagFuelHeat | flag_STassoc_CT_CS_CA | flag_CSassociation | countFlags | YEAR | plant_bo | plant_bo_bf.923 | plant_bo_assoc
1 | 50921 | 50921^1 | NA | [68 empty] | ST | [30 empty] | 2015 | 50921^NA | 50921^NA
orig_sheet4_key |  | 2015
| plant_gen | bogen | Plant.Code
| 50921^GEN1 | 50921^1 | 50921
auto_sheet4_flags |  | 2015
| Plant.Code | plant_gen | bogen | missing.from.923 | Generator.Status | Orphan.Generator | unmapped_but_in_923 | unmapped | missingPlant.assoc | missingPlant.generator.data.860 | missingPlant.generation.data.923 | flag.CACT.missingPair | missing.bf.923 | missing.generation.data | flag.ST.missing.bf.923 | flag.ST.missing.bf.923.unmapped | flag_RPM | flag_floatingGen | flag_GeneratorRetired | flag_Generator.Status | flag_923bogenCTonly | flagFuelHeat | flag_STassoc_CT_CS_CA | flag_CSassociation | flagNetGenWithoutFuelHeat | flagFuelHeatWithoutNetGen | flagFH_no_NG_January | flagNG_no_FH_January | flagFuelHeat_January | flagFH_no_NG_February | flagNG_no_FH_February | flagFuelHeat_February | flagFH_no_NG_March | flagNG_no_FH_March | flagFuelHeat_March | flagFH_no_NG_April | flagNG_no_FH_April | flagFuelHeat_April | flagFH_no_NG_May | flagNG_no_FH_May | flagFuelHeat_May | flagFH_no_NG_June | flagNG_no_FH_June | flagFuelHeat_June | flagFH_no_NG_July | flagNG_no_FH_July | flagFuelHeat_July | flagFH_no_NG_August | flagNG_no_FH_August | flagFuelHeat_August | flagFH_no_NG_September | flagNG_no_FH_September | flagFuelHeat_September | flagFH_no_NG_October | flagNG_no_FH_October | flagFuelHeat_October | flagFH_no_NG_November | flagNG_no_FH_November | flagFuelHeat_November | flagFH_no_NG_December | flagNG_no_FH_December | flagFuelHeat_December | flag_ManualPlant | flag_MisMatch
| 50921 | 50921^GEN1 | 50921^1 | 0 | 0 | 0 | 1 | 1 | 1 | 0 | 0 | 0 | 1 | 0 | 1 | 1 | 0 | 0 | 0 | 0 | 0 | 0 | 0 | 0 | 0 | 0 | 0 | 0 | 0 | 0 | 0 | 0 | 0 | 0 | 0 | 0 | 0 | 0 | 0 | 0 | 0 | 0 | 0 | 0 | 0 | 0 | 0 | 0 | 0 | 0 | 0 | 0 | 0 | 0 | 0 | 0 | 0 | 0 | 0 | 0 | 0 | 0 | 1 | 0
auto_sheet4_key |  | 2015
manualEdit | Plant.Code | Generator.ID | bogen | Unit.Code | bga.source | Net.Generation.mwh | Generator.ID.Total.Net.Generation.January | PlantLine.Total.Fuel.Heat.January | PlantLine.Total.Net.Generation.January | flagNG_no_FH_January | flagFH_no_NG_January | flagFuelHeat_January | Generator.ID.Total.Net.Generation.February | PlantLine.Total.Fuel.Heat.February | PlantLine.Total.Net.Generation.February | flagNG_no_FH_February | flagFH_no_NG_February | flagFuelHeat_February | Generator.ID.Total.Net.Generation.March | PlantLine.Total.Fuel.Heat.March | PlantLine.Total.Net.Generation.March | flagNG_no_FH_March | flagFH_no_NG_March | flagFuelHeat_March | Generator.ID.Total.Net.Generation.April | PlantLine.Total.Fuel.Heat.April | PlantLine.Total.Net.Generation.April | flagNG_no_FH_April | flagFH_no_NG_April | flagFuelHeat_April | Generator.ID.Total.Net.Generation.May | PlantLine.Total.Fuel.Heat.May | PlantLine.Total.Net.Generation.May | flagNG_no_FH_May | flagFH_no_NG_May | flagFuelHeat_May | Generator.ID.Total.Net.Generation.June | PlantLine.Total.Fuel.Heat.June | PlantLine.Total.Net.Generation.June | flagNG_no_FH_June | flagFH_no_NG_June | flagFuelHeat_June | Generator.ID.Total.Net.Generation.July | PlantLine.Total.Fuel.Heat.July | PlantLine.Total.Net.Generation.July | flagNG_no_FH_July | flagFH_no_NG_July | flagFuelHeat_July | Generator.ID.Total.Net.Generation.August | PlantLine.Total.Fuel.Heat.August | PlantLine.Total.Net.Generation.August | flagNG_no_FH_August | flagFH_no_NG_August | flagFuelHeat_August | Generator.ID.Total.Net.Generation.September | PlantLine.Total.Fuel.Heat.September | PlantLine.Total.Net.Generation.September | flagNG_no_FH_September | flagFH_no_NG_September | flagFuelHeat_September | Generator.ID.Total.Net.Generation.October | PlantLine.Total.Fuel.Heat.October | PlantLine.Total.Net.Generation.October | flagNG_no_FH_October | flagFH_no_NG_October | flagFuelHeat_October | Generator.ID.Total.Net.Generation.November | PlantLine.Total.Fuel.Heat.November | PlantLine.Total.Net.Generation.November | flagNG_no_FH_November | flagFH_no_NG_November | flagFuelHeat_November | Generator.ID.Total.Net.Generation.December | PlantLine.Total.Fuel.Heat.December | PlantLine.Total.Net.Generation.December | flagNG_no_FH_December | flagFH_no_NG_December | flagFuelHeat_December | missing.from.923 | orig_Generator.ID_923 | flagGenerator.ID_923 | orig_Generator.ID_860 | flagGenerator.ID_860 | flagGenerator.ID_assoc | orig_Generator.ID_assoc | missing.bf.923 | Reported.Prime.Mover_bf.923 | Reported.Prime.Mover_923 | Reported.Prime.Mover_860 | Reported.Fuel.Type.Code | Technology | Energy.Source.1 | Generator.Status | Orphan.Generator | unmapped_but_in_923 | unmapped | flag_Generator.Status | Generator.Retirement.Year | Generator.Retirement.Month | flag_GeneratorRetired | missingPlant.assoc | missingPlant.generator.data.860 | missingPlant.generation.data.923 | Reported.Prime.Mover_page1 | flag.ST.missing.bf.923 | flag.CACT.missingPair | flag_923bogenCTonly | flag.NGCC.badFuel | flag.ST.missing.bf.923.unmapped | flag_RPM | flag_floatingGen | flagNetGenWithoutFuelHeat | flagFuelHeatWithoutNetGen | flagFuelHeat | flag_STassoc_CT_CS_CA | flag_CSassociation | countFlags | YEAR | plant_gen | plant_gen.923 | plant_gen.860 | plant_gen_assoc | missing.generation.data
0 | 50921 | GEN1 | 50921^1 | none | fillwithGenID | 0 | 0 |  |  | 0 | 0 | 0 | 0 |  |  | 0 | 0 | 0 | 0 |  |  | 0 | 0 | 0 | 0 |  |  | 0 | 0 | 0 | 0 |  |  | 0 | 0 | 0 | 0 |  |  | 0 | 0 | 0 | 0 |  |  | 0 | 0 | 0 | 0 |  |  | 0 | 0 | 0 | 0 |  |  | 0 | 0 | 0 | 0 |  |  | 0 | 0 | 0 | 0 |  |  | 0 | 0 | 0 | 0 |  |  | 0 | 0 | 0 | FALSE | GEN1 | removeChar | GEN1 | removeChar |  |  | TRUE |  | ST | ST |  | Wood/Wood Waste Biomass | WDS | SB | FALSE | TRUE | TRUE | 0 |  |  |  | TRUE | FALSE | FALSE |  | 1 | FALSE | FALSE | 0 | 1 |  | 0 | 0 | 0 | 0 | 0 | 0 | 9 | 2015 | 50921^GEN1 | 50921^GEN1 | 50921^GEN1 | 50921^NA | FALSE
EIA_associationTable |  | 2015
| Utility.ID | Utility.Name | Plant.Code | Plant.Name | Boiler.ID | Generator.ID | Steam.Plant.Type
generator.data.860 |  | 2015
| Utility.ID | Utility.Name | Plant.Code | Plant.Name | State | County | Generator.ID | Technology | Prime.Mover | Unit.Code | Ownership | Duct.Burners | Can.Bypass.Heat.Recovery.Steam.Generator. | RTO.ISO.LMP.Node.Designation | RTO.ISO.Location.Designation.for.Reporting.Wholesale.Sales.Data.to.FERC | Nameplate.Capacity..MW. | Nameplate.Power.Factor | Summer.Capacity..MW. | Winter.Capacity..MW. | Minimum.Load..MW. | Uprate.or.Derate.Completed.During.Year | Month.Uprate.or.Derate.Completed | Year.Uprate.or.Derate.Completed | Status | Synchronized.to.Transmission.Grid | Operating.Month | Operating.Year | Planned.Retirement.Month | Planned.Retirement.Year | Associated.with.Combined.Heat.and.Power.System | Sector.Name | Sector | Topping.or.Bottoming | Energy.Source.1 | Energy.Source.2 | Energy.Source.3 | Energy.Source.4 | Energy.Source.5 | Energy.Source.6 | Startup.Source.1 | Startup.Source.2 | Startup.Source.3 | Startup.Source.4 | Solid.Fuel.Gasification.System. | Carbon.Capture.Technology. | Turbines..Inverters..or.Hydrokinetic.Buoys | Time.from.Cold.Shutdown.to.Full.Load | Fluidized.Bed.Technology. | Pulverized.Coal.Technology. | Stoker.Technology. | Other.Combustion.Technology. | Subcritical.Technology. | Supercritical.Technology. | Ultrasupercritical.Technology. | Planned.Net.Summer.Capacity.Uprate..MW. | Planned.Net.Winter.Capacity.Uprate..MW. | Planned.Uprate.Month | Planned.Uprate.Year | Planned.Net.Summer.Capacity.Derate..MW. | Planned.Net.Winter.Capacity.Derate..MW. | Planned.Derate.Month | Planned.Derate.Year | Planned.New.Prime.Mover | Planned.Energy.Source.1 | Planned.New.Nameplate.Capacity..MW. | Planned.Repower.Month | Planned.Repower.Year | Other.Planned.Modifications. | Other.Modifications.Month | Other.Modifications.Year | Cofire.Fuels. | Switch.Between.Oil.and.Natural.Gas.
| 3770 | Co-Generation Co | 50921 | Co-Gen LLC | OR | Grant | GEN1 | Wood/Wood Waste Biomass | ST |  | S | X | X |  |  | 7.5 | 0.9 | 7.5 | 7.5 | 4 | N |  |  | SB | Y | 5 | 1986 |  |  | Y | IPP CHP | 3 | T | WDS | [5 empty] | WDS |  |  |  | N |  |  | OVER | [20 empty] | N |  |  | N | N
retiredGenerators.860 |  | 2015
| Utility.ID | Utility.Name | Plant.Code | Plant.Name | State | County | Generator.ID | Technology | Prime.Mover | Unit.Code | Ownership | Duct.Burners | Can.Bypass.Heat.Recovery.Steam.Generator. | RTO.ISO.LMP.Node.Designation | RTO.ISO.Location.Designation.for.Reporting.Wholesale.Sales.Data.to.FERC | Nameplate.Capacity..MW. | Nameplate.Power.Factor | Summer.Capacity..MW. | Winter.Capacity..MW. | Minimum.Load..MW. | Uprate.or.Derate.Completed.During.Year | Month.Uprate.or.Derate.Completed | Year.Uprate.or.Derate.Completed | Status | Synchronized.to.Transmission.Grid | Operating.Month | Operating.Year | Retirement.Month | Retirement.Year | Associated.with.Combined.Heat.and.Power.System | Sector.Name | Sector | Topping.or.Bottoming | Energy.Source.1 | Energy.Source.2 | Energy.Source.3 | Energy.Source.4 | Energy.Source.5 | Energy.Source.6 | Startup.Source.1 | Startup.Source.2 | Startup.Source.3 | Startup.Source.4 | Solid.Fuel.Gasification.System. | Carbon.Capture.Technology. | Turbines..Inverters..or.Hydrokinetic.Buoys | Time.from.Cold.Shutdown.to.Full.Load | Fluidized.Bed.Technology. | Pulverized.Coal.Technology. | Stoker.Technology. | Other.Combustion.Technology. | Subcritical.Technology. | Supercritical.Technology. | Ultrasupercritical.Technology. | Cofire.Fuels. | Switch.Between.Oil.and.Natural.Gas.
Boiler_InfoDesign_Parameters.860 |  | 2015
| Utility.ID | Utility.Name | Plant.Code | Plant.Name | State | Boiler.ID | Boiler.Status | Type.of.Boiler | Inservice.Month | Inservice.Year | Retirement.Month | Retirement.Year | Firing.Type.1 | Firing.Type.2 | Firing.Type.3 | Max.Steam.Flow..Thousand.Pounds.per.Hour. | Firing.Rate.Using.Coal..0.1.Tons.per.Hour. | Firing.Rate.Using.Petroleum..0.1.Barrels.per.Hour. | Firing.Rate.Using.Gas..0.1.MCF.per.Hour. | Firing.Rate.Using.Other.Fuels | Waste.Heat.Input..Million.BTU.per.Hour. | Primary.Fuel.1 | Primary.Fuel.2 | Primary.Fuel.3 | Primary.Fuel.4 | Turndown.Ratio | Efficiency.100..Load | Efficiency.50..Load | Air.Flow.100..Load..Cubic.Feet.per.Minute. | Wet.Dry.Bottom | Fly.Ash.Reinjection | Steam.Plant.Type | missingData
boilerFuelData_923 |  | 2015
| Plant.Code | Combined.Heat.And..Power.Plant | Plant.Name | Operator.Name | Operator.Id | Plant.State | Census.Region | NERC.Region | NAICS.Code | Sector.Number | Sector.Name | Boiler.ID | Reported.Prime.Mover | Reported.Fuel.Type.Code | Physical.Unit.Label | Quantity.Of.Fuel.Consumed.January | Quantity.Of.Fuel.Consumed.February | Quantity.Of.Fuel.Consumed.March | Quantity.Of.Fuel.Consumed.April | Quantity.Of.Fuel.Consumed.May | Quantity.Of.Fuel.Consumed.June | Quantity.Of.Fuel.Consumed.July | Quantity.Of.Fuel.Consumed.August | Quantity.Of.Fuel.Consumed.September | Quantity.Of.Fuel.Consumed.October | Quantity.Of.Fuel.Consumed.November | Quantity.Of.Fuel.Consumed.December | MMbtu.Per.Unit.January | MMbtu.Per.Unit.February | MMbtu.Per.Unit.March | MMbtu.Per.Unit.April | MMbtu.Per.Unit.May | MMbtu.Per.Unit.June | MMbtu.Per.Unit.July | MMbtu.Per.Unit.August | MMbtu.Per.Unit.September | MMbtu.Per.Unit.October | MMbtu.Per.Unit.November | MMbtu.Per.Unit.December | Sulfur.Content.January | Sulfur.Content.February | Sulfur.Content.March | Sulfur.Content.April | Sulfur.Content.May | Sulfur.Content.June | Sulfur.Content.July | Sulfur.Content.August | Sulfur.Content.September | Sulfur.Content.October | Sulfur.Content.November | Sulfur.Content.December | Ash.Content.January | Ash.Content.February | Ash.Content.March | Ash.Content.April | Ash.Content.May | Ash.Content.June | Ash.Content.July | Ash.Content.August | Ash.Content.September | Ash.Content.October | Ash.Content.November | Ash.Content.December | Total.Fuel.Consumption.Quantity | YEAR | missingData
| 50921 | Y | Co-Gen LLC | Co-Generation Co | 3770 | OR | PACC | WECC | 22 | 3 | NAICS-22 Cogen |  | ST | WDS | short tons | 0 | 0 | 0 | 0 | 0 | 0 | 0 | 0 | 0 | 0 | 0 | 0 | 0 | 0 | 0 | 0 | 0 | 0 | 0 | 0 | 0 | 0 | 0 | 0 | 0 | 0 | 0 | 0 | 0 | 0 | 0 | 0 | 0 | 0 | 0 | 0 | 0 | 0 | 0 | 0 | 0 | 0 | 0 | 0 | 0 | 0 | 0 | 0 | 0 | 2015 | 45
generation.data.923 |  | 2015
| Plant.Code | Combined.Heat.And.Power.Plant | Plant.Name | Operator.Name | Operator.Id | Plant.State | Census.Region | NERC.Region | NAICS.Code | Sector.Number | Sector.Name | Generator.ID | Reported.Prime.Mover | Net.Generation.January | Net.Generation.February | Net.Generation.March | Net.Generation.April | Net.Generation.May | Net.Generation.June | Net.Generation.July | Net.Generation.August | Net.Generation.September | Net.Generation.October | Net.Generation.November | Net.Generation.December | Net.Generation.Year.To.Date | YEAR | missingData
| 50921 | Y | Co-Gen LLC | Co-Generation Co | 3770 | OR | PACC | WECC | 22 | 3 | NAICS-22 Cogen | GEN1 | ST | 0 | 0 | 0 | 0 | 0 | 0 | 0 | 0 | 0 | 0 | 0 | 0 | 0 | 2015 | 11
page1GenFuelData.923 |  | 2015
| Plant.Code | Combined.Heat.And.Power.Plant | Nuclear.Unit.Id | Plant.Name | Operator.Name | Operator.Id | Plant.State | Census.Region | NERC.Region | Reserved | NAICS.Code | EIA.Sector.Number | Sector.Name | Reported.Prime.Mover | Reported.Fuel.Type.Code | AER.Fuel.Type.Code | Reserved.1 | Reserved.2 | Physical.Unit.Label | Quantity.January | Quantity.February | Quantity.March | Quantity.April | Quantity.May | Quantity.June | Quantity.July | Quantity.August | Quantity.September | Quantity.October | Quantity.November | Quantity.December | Elec_Quantity.January | Elec_Quantity.February | Elec_Quantity.March | Elec_Quantity.April | Elec_Quantity.May | Elec_Quantity.June | Elec_Quantity.July | Elec_Quantity.August | Elec_Quantity.September | Elec_Quantity.October | Elec_Quantity.November | Elec_Quantity.December | MMBtuPer_Unit.January | MMBtuPer_Unit.February | MMBtuPer_Unit.March | MMBtuPer_Unit.April | MMBtuPer_Unit.May | MMBtuPer_Unit.June | MMBtuPer_Unit.July | MMBtuPer_Unit.August | MMBtuPer_Unit.September | MMBtuPer_Unit.October | MMBtuPer_Unit.November | MMBtuPer_Unit.December | Tot_MMBtu.January | Tot_MMBtu.February | Tot_MMBtu.March | Tot_MMBtu.April | Tot_MMBtu.May | Tot_MMBtu.June | Tot_MMBtu.July | Tot_MMBtu.August | Tot_MMBtu.September | Tot_MMBtu.October | Tot_MMBtu.November | Tot_MMBtu.December | Elec_MMBtu.January | Elec_MMBtu.February | Elec_MMBtu.March | Elec_MMBtu.April | Elec_MMBtu.May | Elec_MMBtu.June | Elec_MMBtu.July | Elec_MMBtu.August | Elec_MMBtu.September | Elec_MMBtu.October | Elec_MMBtu.November | Elec_MMBtu.December | Netgen.January | Netgen.February | Netgen.March | Netgen.April | Netgen.May | Netgen.June | Netgen.July | Netgen.August | Netgen.September | Netgen.October | Netgen.November | Netgen.December | Total.Fuel.Consumption.Quantity | Electric.Fuel.Consumption.Quantity | Total.Fuel.Consumption.MMBtu | Elec.Fuel.Consumption.MMBtu | Net.Generation..Megawatthours. | YEAR | missingData
| 50921 | Y | . | Co-Gen LLC | Co-Generation Co | 3770 | OR | PACC | WECC |  | 22 | 3 | NAICS-22 Cogen | ST | WDS | WWW |  |  | short tons | 0 | 0 | 0 | 0 | 0 | 0 | 0 | 0 | 0 | 0 | 0 | 0 | 0 | 0 | 0 | 0 | 0 | 0 | 0 | 0 | 0 | 0 | 0 | 0 | 0 | 0 | 0 | 0 | 0 | 0 | 0 | 0 | 0 | 0 | 0 | 0 | 0 | 0 | 0 | 0 | 0 | 0 | 0 | 0 | 0 | 0 | 0 | 0 | 0 | 0 | 0 | 0 | 0 | 0 | 0 | 0 | 0 | 0 | 0 | 0 | 0 | 0 | 0 | 0 | 0 | 0 | 0 | 0 | 0 | 0 | 0 | 0 | 0 | 0 | 0 | 0 | 0 | 2015 | 0
FuelHeatByLine |  | 2015
| Plant.Code | Boiler.ID | bogen | Reported.Prime.Mover_bf.923 | Reported.Fuel.Type.Code | Fuel.Heat.January | Fuel.Heat.February | Fuel.Heat.March | Fuel.Heat.April | Fuel.Heat.May | Fuel.Heat.June | Fuel.Heat.July | Fuel.Heat.August | Fuel.Heat.September | Fuel.Heat.October | Fuel.Heat.November | Fuel.Heat.December | YEAR
NetGenByLine |  | 2015
| Plant.Code | Generator.ID | bogen | Reported.Prime.Mover | Net.Generation.Year.To.Date | Net.Generation.January | Net.Generation.February | Net.Generation.March | Net.Generation.April | Net.Generation.May | Net.Generation.June | Net.Generation.July | Net.Generation.August | Net.Generation.September | Net.Generation.October | Net.Generation.November | Net.Generation.December | YEAR
| 50921 | GEN1 | 50921^1 | ST | 0 | 0 | 0 | 0 | 0 | 0 | 0 | 0 | 0 | 0 | 0 | 0 | 0 | 2015
FuelHeatByBoilerID |  | 2015
| Plant.Code | Boiler.ID | bogen | Reported.Prime.Mover_bf.923 | flagFuelHeat | Boiler.ID.Total.Fuel.Heat.January | Boiler.ID.Total.Fuel.Heat.February | Boiler.ID.Total.Fuel.Heat.March | Boiler.ID.Total.Fuel.Heat.April | Boiler.ID.Total.Fuel.Heat.May | Boiler.ID.Total.Fuel.Heat.June | Boiler.ID.Total.Fuel.Heat.July | Boiler.ID.Total.Fuel.Heat.August | Boiler.ID.Total.Fuel.Heat.September | Boiler.ID.Total.Fuel.Heat.October | Boiler.ID.Total.Fuel.Heat.November | Boiler.ID.Total.Fuel.Heat.December | YEAR
NetGenByGeneratorID |  | 2015
| Plant.Code | Generator.ID | bogen | Reported.Prime.Mover_923 | Net.Generation.mwh | Generator.ID.Total.Net.Generation.January | Generator.ID.Total.Net.Generation.February | Generator.ID.Total.Net.Generation.March | Generator.ID.Total.Net.Generation.April | Generator.ID.Total.Net.Generation.May | Generator.ID.Total.Net.Generation.June | Generator.ID.Total.Net.Generation.July | Generator.ID.Total.Net.Generation.August | Generator.ID.Total.Net.Generation.September | Generator.ID.Total.Net.Generation.October | Generator.ID.Total.Net.Generation.November | Generator.ID.Total.Net.Generation.December | YEAR
| 50921 | GEN1 | 50921^1 | ST | 0 | 0 | 0 | 0 | 0 | 0 | 0 | 0 | 0 | 0 | 0 | 0 | 0 | 2015
FuelHeatByBogen |  | 2015
| Plant.Code | blankCol | bogen | Reported.Prime.Mover_bf.923 | flagFuelHeat | Bogen.Total.Fuel.Heat.January | Bogen.Total.Fuel.Heat.February | Bogen.Total.Fuel.Heat.March | Bogen.Total.Fuel.Heat.April | Bogen.Total.Fuel.Heat.May | Bogen.Total.Fuel.Heat.June | Bogen.Total.Fuel.Heat.July | Bogen.Total.Fuel.Heat.August | Bogen.Total.Fuel.Heat.September | Bogen.Total.Fuel.Heat.October | Bogen.Total.Fuel.Heat.November | Bogen.Total.Fuel.Heat.December | YEAR
| 50921 |  | 50921^1 |  |  | 0 | 0 | 0 | 0 | 0 | 0 | 0 | 0 | 0 | 0 | 0 | 0 | 2015
NetGenByBogen |  | 2015
| Plant.Code | blankCol | bogen | Reported.Prime.Mover_923 | Net.Generation.mwh | Bogen.Total.Net.Generation.January | Bogen.Total.Net.Generation.February | Bogen.Total.Net.Generation.March | Bogen.Total.Net.Generation.April | Bogen.Total.Net.Generation.May | Bogen.Total.Net.Generation.June | Bogen.Total.Net.Generation.July | Bogen.Total.Net.Generation.August | Bogen.Total.Net.Generation.September | Bogen.Total.Net.Generation.October | Bogen.Total.Net.Generation.November | Bogen.Total.Net.Generation.December | YEAR
| 50921 |  | 50921^1 | ST | 0 | 0 | 0 | 0 | 0 | 0 | 0 | 0 | 0 | 0 | 0 | 0 | 0 | 2015
ThermalEfficiencyByBogen |  | 2015
| Plant.Code | blankCol | bogen | Reported.Prime.Mover_923 | Net.Generation.mwh | ThermalEfficiency.January | ThermalEfficiency.February | ThermalEfficiency.March | ThermalEfficiency.April | ThermalEfficiency.May | ThermalEfficiency.June | ThermalEfficiency.July | ThermalEfficiency.August | ThermalEfficiency.September | ThermalEfficiency.October | ThermalEfficiency.November | ThermalEfficiency.December | YEAR
| 50921 |  | 50921^1 | ST | 0 | 0 | 0 | 0 | 0 | 0 | 0 | 0 | 0 | 0 | 0 | 0 | 0 | 2015

## 50993
2015 | Plant.Code | orig_sheet3_key | auto_sheet3_flags | auto_sheet3_key | orig_sheet4_key | auto_sheet4_flags | auto_sheet4_key | EIA_associationTable | generator.data.860 | retiredGenerators.860 | Boiler_InfoDesign_Parameters.860 | boilerFuelData_923 | generation.data.923 | page1GenFuelData.923 | FuelHeatByLine | NetGenByLine | FuelHeatByBoilerID | NetGenByGeneratorID | FuelHeatByBogen | NetGenByBogen | ThermalEfficiencyByBogen
#Rows | 50993 | 1 | 0 | 0 | 1 | 1 | 1 | 0 | 1 | 0 | 0 | 2 | 1 | 2 | 0 | 1 | 0 | 1 | 1 | 1 | 1
orig_sheet3_key |  | 2015
| plant_bo | bogen | Plant.Code
| 50993^NA | 50993^1 | 50993
auto_sheet3_flags |  | 2015
| Plant.Code | plant_bo | bogen | missing.from.923 | unmapped_but_in_923 | unmapped | Orphan.Boiler | Boiler.Status | Boiler.ID.NotIn.Assoc | missingPlant.assoc | missingPlant.boilerDesignData.860 | missingPlant.generation.data.923 | missingPlant.boilerFuelData.923 | flag.CACT.missingPair | missing.bf.923 | flag.ST.missing.bf.923 | flag.ST.missing.bf.923.unmapped | flag_RPM | flag_floatingGen | flag_BoilerRetired | flag_Boiler.Status | flag_923bogenCTonly | flagFuelHeat | flag_STassoc_CT_CS_CA | flag_CSassociation | flagFH_no_NG_January | flagNG_no_FH_January | flagFuelHeat_January | flagFH_no_NG_February | flagNG_no_FH_February | flagFuelHeat_February | flagFH_no_NG_March | flagNG_no_FH_March | flagFuelHeat_March | flagFH_no_NG_April | flagNG_no_FH_April | flagFuelHeat_April | flagFH_no_NG_May | flagNG_no_FH_May | flagFuelHeat_May | flagFH_no_NG_June | flagNG_no_FH_June | flagFuelHeat_June | flagFH_no_NG_July | flagNG_no_FH_July | flagFuelHeat_July | flagFH_no_NG_August | flagNG_no_FH_August | flagFuelHeat_August | flagFH_no_NG_September | flagNG_no_FH_September | flagFuelHeat_September | flagFH_no_NG_October | flagNG_no_FH_October | flagFuelHeat_October | flagFH_no_NG_November | flagNG_no_FH_November | flagFuelHeat_November | flagFH_no_NG_December | flagNG_no_FH_December | flagFuelHeat_December | flag_ManualPlant | flag_MisMatch
auto_sheet3_key |  | 2015
manualEdit | Plant.Code | bogen | Boiler.ID | Unit.Code | bga.source | Boiler.ID.Total.Fuel.Heat.January | PlantLine.Total.Fuel.Heat.January | flagNG_no_FH_January | flagFH_no_NG_January | flagFuelHeat_January | Boiler.ID.Total.Fuel.Heat.February | PlantLine.Total.Fuel.Heat.February | flagNG_no_FH_February | flagFH_no_NG_February | flagFuelHeat_February | Boiler.ID.Total.Fuel.Heat.March | PlantLine.Total.Fuel.Heat.March | flagNG_no_FH_March | flagFH_no_NG_March | flagFuelHeat_March | Boiler.ID.Total.Fuel.Heat.April | PlantLine.Total.Fuel.Heat.April | flagNG_no_FH_April | flagFH_no_NG_April | flagFuelHeat_April | Boiler.ID.Total.Fuel.Heat.May | PlantLine.Total.Fuel.Heat.May | flagNG_no_FH_May | flagFH_no_NG_May | flagFuelHeat_May | Boiler.ID.Total.Fuel.Heat.June | PlantLine.Total.Fuel.Heat.June | flagNG_no_FH_June | flagFH_no_NG_June | flagFuelHeat_June | Boiler.ID.Total.Fuel.Heat.July | PlantLine.Total.Fuel.Heat.July | flagNG_no_FH_July | flagFH_no_NG_July | flagFuelHeat_July | Boiler.ID.Total.Fuel.Heat.August | PlantLine.Total.Fuel.Heat.August | flagNG_no_FH_August | flagFH_no_NG_August | flagFuelHeat_August | Boiler.ID.Total.Fuel.Heat.September | PlantLine.Total.Fuel.Heat.September | flagNG_no_FH_September | flagFH_no_NG_September | flagFuelHeat_September | Boiler.ID.Total.Fuel.Heat.October | PlantLine.Total.Fuel.Heat.October | flagNG_no_FH_October | flagFH_no_NG_October | flagFuelHeat_October | Boiler.ID.Total.Fuel.Heat.November | PlantLine.Total.Fuel.Heat.November | flagNG_no_FH_November | flagFH_no_NG_November | flagFuelHeat_November | Boiler.ID.Total.Fuel.Heat.December | PlantLine.Total.Fuel.Heat.December | flagNG_no_FH_December | flagFH_no_NG_December | flagFuelHeat_December | missing.from.923 | flagBoiler.ID_assoc | orig_Boiler.ID_assoc | orig_Boiler.ID_bf.923 | flagBoiler.ID_bf.923 | missing.bf.923 | Reported.Prime.Mover_bf.923 | Reported.Prime.Mover_923 | Reported.Prime.Mover_860 | Reported.Fuel.Type.Code | Technology | Energy.Source.1 | unmapped_but_in_923 | unmapped | Orphan.Boiler | Boiler.Status | Boiler.Retirement.Year | Boiler.Retirement.Month | flag_BoilerRetired | flag_Boiler.Status | Boiler.ID.NotIn.Assoc | missingPlant.assoc | missingPlant.boilerDesignData.860 | missingPlant.generation.data.923 | missingPlant.boilerFuelData.923 | Reported.Prime.Mover_page1 | flag.ST.missing.bf.923 | flag.CACT.missingPair | flag_923bogenCTonly | flag.NGCC.badFuel | flag.ST.missing.bf.923.unmapped | flag_RPM | flag_floatingGen | flagFuelHeat | flag_STassoc_CT_CS_CA | flag_CSassociation | countFlags | YEAR | plant_bo | plant_bo_bf.923 | plant_bo_assoc
1 | 50993 | 50993^1 | NA | [68 empty] | ST | [30 empty] | 2015 | 50993^NA | 50993^NA
orig_sheet4_key |  | 2015
| plant_gen | bogen | Plant.Code
| 50993^GEN1 | 50993^1 | 50993
auto_sheet4_flags |  | 2015
| Plant.Code | plant_gen | bogen | missing.from.923 | Generator.Status | Orphan.Generator | unmapped_but_in_923 | unmapped | missingPlant.assoc | missingPlant.generator.data.860 | missingPlant.generation.data.923 | flag.CACT.missingPair | missing.bf.923 | missing.generation.data | flag.ST.missing.bf.923 | flag.ST.missing.bf.923.unmapped | flag_RPM | flag_floatingGen | flag_GeneratorRetired | flag_Generator.Status | flag_923bogenCTonly | flagFuelHeat | flag_STassoc_CT_CS_CA | flag_CSassociation | flagNetGenWithoutFuelHeat | flagFuelHeatWithoutNetGen | flagFH_no_NG_January | flagNG_no_FH_January | flagFuelHeat_January | flagFH_no_NG_February | flagNG_no_FH_February | flagFuelHeat_February | flagFH_no_NG_March | flagNG_no_FH_March | flagFuelHeat_March | flagFH_no_NG_April | flagNG_no_FH_April | flagFuelHeat_April | flagFH_no_NG_May | flagNG_no_FH_May | flagFuelHeat_May | flagFH_no_NG_June | flagNG_no_FH_June | flagFuelHeat_June | flagFH_no_NG_July | flagNG_no_FH_July | flagFuelHeat_July | flagFH_no_NG_August | flagNG_no_FH_August | flagFuelHeat_August | flagFH_no_NG_September | flagNG_no_FH_September | flagFuelHeat_September | flagFH_no_NG_October | flagNG_no_FH_October | flagFuelHeat_October | flagFH_no_NG_November | flagNG_no_FH_November | flagFuelHeat_November | flagFH_no_NG_December | flagNG_no_FH_December | flagFuelHeat_December | flag_ManualPlant | flag_MisMatch
| 50993 | 50993^GEN1 | 50993^1 | 0 | 0 | 0 | 1 | 1 | 1 | 0 | 0 | 0 | 1 | 0 | 1 | 1 | 0 | 0 | 0 | 0 | 0 | 0 | 0 | 0 | 0 | 0 | 0 | 0 | 0 | 0 | 0 | 0 | 0 | 0 | 0 | 0 | 0 | 0 | 0 | 0 | 0 | 0 | 0 | 0 | 0 | 0 | 0 | 0 | 0 | 0 | 0 | 0 | 0 | 0 | 0 | 0 | 0 | 0 | 0 | 0 | 0 | 0 | 1 | 0
auto_sheet4_key |  | 2015
manualEdit | Plant.Code | Generator.ID | bogen | Unit.Code | bga.source | Net.Generation.mwh | Generator.ID.Total.Net.Generation.January | PlantLine.Total.Fuel.Heat.January | PlantLine.Total.Net.Generation.January | flagNG_no_FH_January | flagFH_no_NG_January | flagFuelHeat_January | Generator.ID.Total.Net.Generation.February | PlantLine.Total.Fuel.Heat.February | PlantLine.Total.Net.Generation.February | flagNG_no_FH_February | flagFH_no_NG_February | flagFuelHeat_February | Generator.ID.Total.Net.Generation.March | PlantLine.Total.Fuel.Heat.March | PlantLine.Total.Net.Generation.March | flagNG_no_FH_March | flagFH_no_NG_March | flagFuelHeat_March | Generator.ID.Total.Net.Generation.April | PlantLine.Total.Fuel.Heat.April | PlantLine.Total.Net.Generation.April | flagNG_no_FH_April | flagFH_no_NG_April | flagFuelHeat_April | Generator.ID.Total.Net.Generation.May | PlantLine.Total.Fuel.Heat.May | PlantLine.Total.Net.Generation.May | flagNG_no_FH_May | flagFH_no_NG_May | flagFuelHeat_May | Generator.ID.Total.Net.Generation.June | PlantLine.Total.Fuel.Heat.June | PlantLine.Total.Net.Generation.June | flagNG_no_FH_June | flagFH_no_NG_June | flagFuelHeat_June | Generator.ID.Total.Net.Generation.July | PlantLine.Total.Fuel.Heat.July | PlantLine.Total.Net.Generation.July | flagNG_no_FH_July | flagFH_no_NG_July | flagFuelHeat_July | Generator.ID.Total.Net.Generation.August | PlantLine.Total.Fuel.Heat.August | PlantLine.Total.Net.Generation.August | flagNG_no_FH_August | flagFH_no_NG_August | flagFuelHeat_August | Generator.ID.Total.Net.Generation.September | PlantLine.Total.Fuel.Heat.September | PlantLine.Total.Net.Generation.September | flagNG_no_FH_September | flagFH_no_NG_September | flagFuelHeat_September | Generator.ID.Total.Net.Generation.October | PlantLine.Total.Fuel.Heat.October | PlantLine.Total.Net.Generation.October | flagNG_no_FH_October | flagFH_no_NG_October | flagFuelHeat_October | Generator.ID.Total.Net.Generation.November | PlantLine.Total.Fuel.Heat.November | PlantLine.Total.Net.Generation.November | flagNG_no_FH_November | flagFH_no_NG_November | flagFuelHeat_November | Generator.ID.Total.Net.Generation.December | PlantLine.Total.Fuel.Heat.December | PlantLine.Total.Net.Generation.December | flagNG_no_FH_December | flagFH_no_NG_December | flagFuelHeat_December | missing.from.923 | orig_Generator.ID_923 | flagGenerator.ID_923 | orig_Generator.ID_860 | flagGenerator.ID_860 | flagGenerator.ID_assoc | orig_Generator.ID_assoc | missing.bf.923 | Reported.Prime.Mover_bf.923 | Reported.Prime.Mover_923 | Reported.Prime.Mover_860 | Reported.Fuel.Type.Code | Technology | Energy.Source.1 | Generator.Status | Orphan.Generator | unmapped_but_in_923 | unmapped | flag_Generator.Status | Generator.Retirement.Year | Generator.Retirement.Month | flag_GeneratorRetired | missingPlant.assoc | missingPlant.generator.data.860 | missingPlant.generation.data.923 | Reported.Prime.Mover_page1 | flag.ST.missing.bf.923 | flag.CACT.missingPair | flag_923bogenCTonly | flag.NGCC.badFuel | flag.ST.missing.bf.923.unmapped | flag_RPM | flag_floatingGen | flagNetGenWithoutFuelHeat | flagFuelHeatWithoutNetGen | flagFuelHeat | flag_STassoc_CT_CS_CA | flag_CSassociation | countFlags | YEAR | plant_gen | plant_gen.923 | plant_gen.860 | plant_gen_assoc | missing.generation.data
0 | 50993 | GEN1 | 50993^1 | none | fillwithGenID | 0 | 0 |  |  | 0 | 0 | 0 | 0 |  |  | 0 | 0 | 0 | 0 |  |  | 0 | 0 | 0 | 0 |  |  | 0 | 0 | 0 | 0 |  |  | 0 | 0 | 0 | 0 |  |  | 0 | 0 | 0 | 0 |  |  | 0 | 0 | 0 | 0 |  |  | 0 | 0 | 0 | 0 |  |  | 0 | 0 | 0 | 0 |  |  | 0 | 0 | 0 | 0 |  |  | 0 | 0 | 0 | 0 |  |  | 0 | 0 | 0 | FALSE | GEN1 | removeChar | GEN1 | removeChar |  |  | TRUE |  | ST | ST |  | Wood/Wood Waste Biomass | WDS | SB | FALSE | TRUE | TRUE | 0 |  |  |  | TRUE | FALSE | FALSE |  | 1 | FALSE | FALSE | 0 | 1 |  | 0 | 0 | 0 | 0 | 0 | 0 | 9 | 2015 | 50993^GEN1 | 50993^GEN1 | 50993^GEN1 | 50993^NA | FALSE
EIA_associationTable |  | 2015
| Utility.ID | Utility.Name | Plant.Code | Plant.Name | Boiler.ID | Generator.ID | Steam.Plant.Type
generator.data.860 |  | 2015
| Utility.ID | Utility.Name | Plant.Code | Plant.Name | State | County | Generator.ID | Technology | Prime.Mover | Unit.Code | Ownership | Duct.Burners | Can.Bypass.Heat.Recovery.Steam.Generator. | RTO.ISO.LMP.Node.Designation | RTO.ISO.Location.Designation.for.Reporting.Wholesale.Sales.Data.to.FERC | Nameplate.Capacity..MW. | Nameplate.Power.Factor | Summer.Capacity..MW. | Winter.Capacity..MW. | Minimum.Load..MW. | Uprate.or.Derate.Completed.During.Year | Month.Uprate.or.Derate.Completed | Year.Uprate.or.Derate.Completed | Status | Synchronized.to.Transmission.Grid | Operating.Month | Operating.Year | Planned.Retirement.Month | Planned.Retirement.Year | Associated.with.Combined.Heat.and.Power.System | Sector.Name | Sector | Topping.or.Bottoming | Energy.Source.1 | Energy.Source.2 | Energy.Source.3 | Energy.Source.4 | Energy.Source.5 | Energy.Source.6 | Startup.Source.1 | Startup.Source.2 | Startup.Source.3 | Startup.Source.4 | Solid.Fuel.Gasification.System. | Carbon.Capture.Technology. | Turbines..Inverters..or.Hydrokinetic.Buoys | Time.from.Cold.Shutdown.to.Full.Load | Fluidized.Bed.Technology. | Pulverized.Coal.Technology. | Stoker.Technology. | Other.Combustion.Technology. | Subcritical.Technology. | Supercritical.Technology. | Ultrasupercritical.Technology. | Planned.Net.Summer.Capacity.Uprate..MW. | Planned.Net.Winter.Capacity.Uprate..MW. | Planned.Uprate.Month | Planned.Uprate.Year | Planned.Net.Summer.Capacity.Derate..MW. | Planned.Net.Winter.Capacity.Derate..MW. | Planned.Derate.Month | Planned.Derate.Year | Planned.New.Prime.Mover | Planned.Energy.Source.1 | Planned.New.Nameplate.Capacity..MW. | Planned.Repower.Month | Planned.Repower.Year | Other.Planned.Modifications. | Other.Modifications.Month | Other.Modifications.Year | Cofire.Fuels. | Switch.Between.Oil.and.Natural.Gas.
| 3930 | Co-Gen II | 50993 | Co-Gen II LLC | OR | Douglas | GEN1 | Wood/Wood Waste Biomass | ST |  | S | X | X |  |  | 7.5 | 0.9 | 7.8 | 7.3 | 4 | N |  |  | SB | Y | 10 | 1987 |  |  | Y | IPP CHP | 3 | T | WDS | NG |  |  |  |  | WDS | [6 empty] | OVER | [20 empty] | N
retiredGenerators.860 |  | 2015
| Utility.ID | Utility.Name | Plant.Code | Plant.Name | State | County | Generator.ID | Technology | Prime.Mover | Unit.Code | Ownership | Duct.Burners | Can.Bypass.Heat.Recovery.Steam.Generator. | RTO.ISO.LMP.Node.Designation | RTO.ISO.Location.Designation.for.Reporting.Wholesale.Sales.Data.to.FERC | Nameplate.Capacity..MW. | Nameplate.Power.Factor | Summer.Capacity..MW. | Winter.Capacity..MW. | Minimum.Load..MW. | Uprate.or.Derate.Completed.During.Year | Month.Uprate.or.Derate.Completed | Year.Uprate.or.Derate.Completed | Status | Synchronized.to.Transmission.Grid | Operating.Month | Operating.Year | Retirement.Month | Retirement.Year | Associated.with.Combined.Heat.and.Power.System | Sector.Name | Sector | Topping.or.Bottoming | Energy.Source.1 | Energy.Source.2 | Energy.Source.3 | Energy.Source.4 | Energy.Source.5 | Energy.Source.6 | Startup.Source.1 | Startup.Source.2 | Startup.Source.3 | Startup.Source.4 | Solid.Fuel.Gasification.System. | Carbon.Capture.Technology. | Turbines..Inverters..or.Hydrokinetic.Buoys | Time.from.Cold.Shutdown.to.Full.Load | Fluidized.Bed.Technology. | Pulverized.Coal.Technology. | Stoker.Technology. | Other.Combustion.Technology. | Subcritical.Technology. | Supercritical.Technology. | Ultrasupercritical.Technology. | Cofire.Fuels. | Switch.Between.Oil.and.Natural.Gas.
Boiler_InfoDesign_Parameters.860 |  | 2015
| Utility.ID | Utility.Name | Plant.Code | Plant.Name | State | Boiler.ID | Boiler.Status | Type.of.Boiler | Inservice.Month | Inservice.Year | Retirement.Month | Retirement.Year | Firing.Type.1 | Firing.Type.2 | Firing.Type.3 | Max.Steam.Flow..Thousand.Pounds.per.Hour. | Firing.Rate.Using.Coal..0.1.Tons.per.Hour. | Firing.Rate.Using.Petroleum..0.1.Barrels.per.Hour. | Firing.Rate.Using.Gas..0.1.MCF.per.Hour. | Firing.Rate.Using.Other.Fuels | Waste.Heat.Input..Million.BTU.per.Hour. | Primary.Fuel.1 | Primary.Fuel.2 | Primary.Fuel.3 | Primary.Fuel.4 | Turndown.Ratio | Efficiency.100..Load | Efficiency.50..Load | Air.Flow.100..Load..Cubic.Feet.per.Minute. | Wet.Dry.Bottom | Fly.Ash.Reinjection | Steam.Plant.Type | missingData
boilerFuelData_923 |  | 2015
| Plant.Code | Combined.Heat.And..Power.Plant | Plant.Name | Operator.Name | Operator.Id | Plant.State | Census.Region | NERC.Region | NAICS.Code | Sector.Number | Sector.Name | Boiler.ID | Reported.Prime.Mover | Reported.Fuel.Type.Code | Physical.Unit.Label | Quantity.Of.Fuel.Consumed.January | Quantity.Of.Fuel.Consumed.February | Quantity.Of.Fuel.Consumed.March | Quantity.Of.Fuel.Consumed.April | Quantity.Of.Fuel.Consumed.May | Quantity.Of.Fuel.Consumed.June | Quantity.Of.Fuel.Consumed.July | Quantity.Of.Fuel.Consumed.August | Quantity.Of.Fuel.Consumed.September | Quantity.Of.Fuel.Consumed.October | Quantity.Of.Fuel.Consumed.November | Quantity.Of.Fuel.Consumed.December | MMbtu.Per.Unit.January | MMbtu.Per.Unit.February | MMbtu.Per.Unit.March | MMbtu.Per.Unit.April | MMbtu.Per.Unit.May | MMbtu.Per.Unit.June | MMbtu.Per.Unit.July | MMbtu.Per.Unit.August | MMbtu.Per.Unit.September | MMbtu.Per.Unit.October | MMbtu.Per.Unit.November | MMbtu.Per.Unit.December | Sulfur.Content.January | Sulfur.Content.February | Sulfur.Content.March | Sulfur.Content.April | Sulfur.Content.May | Sulfur.Content.June | Sulfur.Content.July | Sulfur.Content.August | Sulfur.Content.September | Sulfur.Content.October | Sulfur.Content.November | Sulfur.Content.December | Ash.Content.January | Ash.Content.February | Ash.Content.March | Ash.Content.April | Ash.Content.May | Ash.Content.June | Ash.Content.July | Ash.Content.August | Ash.Content.September | Ash.Content.October | Ash.Content.November | Ash.Content.December | Total.Fuel.Consumption.Quantity | YEAR | missingData
| 50993 | Y | Co-Gen II LLC | Co-Gen II | 3930 | OR | PACC | WECC | 22 | 3 | NAICS-22 Cogen |  | ST | NG | Mcf | 0 | 0 | 0 | 0 | 0 | 0 | 0 | 0 | 0 | 0 | 0 | 0 | 0 | 0 | 0 | 0 | 0 | 0 | 0 | 0 | 0 | 0 | 0 | 0 | 0 | 0 | 0 | 0 | 0 | 0 | 0 | 0 | 0 | 0 | 0 | 0 | 0 | 0 | 0 | 0 | 0 | 0 | 0 | 0 | 0 | 0 | 0 | 0 | 0 | 2015 | 45
| 50993 | Y | Co-Gen II LLC | Co-Gen II | 3930 | OR | PACC | WECC | 22 | 3 | NAICS-22 Cogen |  | ST | WDS | short tons | 0 | 0 | 0 | 0 | 0 | 0 | 0 | 0 | 0 | 0 | 0 | 0 | 0 | 0 | 0 | 0 | 0 | 0 | 0 | 0 | 0 | 0 | 0 | 0 | 0 | 0 | 0 | 0 | 0 | 0 | 0 | 0 | 0 | 0 | 0 | 0 | 0 | 0 | 0 | 0 | 0 | 0 | 0 | 0 | 0 | 0 | 0 | 0 | 0 | 2015 | 45
generation.data.923 |  | 2015
| Plant.Code | Combined.Heat.And.Power.Plant | Plant.Name | Operator.Name | Operator.Id | Plant.State | Census.Region | NERC.Region | NAICS.Code | Sector.Number | Sector.Name | Generator.ID | Reported.Prime.Mover | Net.Generation.January | Net.Generation.February | Net.Generation.March | Net.Generation.April | Net.Generation.May | Net.Generation.June | Net.Generation.July | Net.Generation.August | Net.Generation.September | Net.Generation.October | Net.Generation.November | Net.Generation.December | Net.Generation.Year.To.Date | YEAR | missingData
| 50993 | Y | Co-Gen II LLC | Co-Gen II | 3930 | OR | PACC | WECC | 22 | 3 | NAICS-22 Cogen | GEN1 | ST | 0 | 0 | 0 | 0 | 0 | 0 | 0 | 0 | 0 | 0 | 0 | 0 | 0 | 2015 | 11
page1GenFuelData.923 |  | 2015
| Plant.Code | Combined.Heat.And.Power.Plant | Nuclear.Unit.Id | Plant.Name | Operator.Name | Operator.Id | Plant.State | Census.Region | NERC.Region | Reserved | NAICS.Code | EIA.Sector.Number | Sector.Name | Reported.Prime.Mover | Reported.Fuel.Type.Code | AER.Fuel.Type.Code | Reserved.1 | Reserved.2 | Physical.Unit.Label | Quantity.January | Quantity.February | Quantity.March | Quantity.April | Quantity.May | Quantity.June | Quantity.July | Quantity.August | Quantity.September | Quantity.October | Quantity.November | Quantity.December | Elec_Quantity.January | Elec_Quantity.February | Elec_Quantity.March | Elec_Quantity.April | Elec_Quantity.May | Elec_Quantity.June | Elec_Quantity.July | Elec_Quantity.August | Elec_Quantity.September | Elec_Quantity.October | Elec_Quantity.November | Elec_Quantity.December | MMBtuPer_Unit.January | MMBtuPer_Unit.February | MMBtuPer_Unit.March | MMBtuPer_Unit.April | MMBtuPer_Unit.May | MMBtuPer_Unit.June | MMBtuPer_Unit.July | MMBtuPer_Unit.August | MMBtuPer_Unit.September | MMBtuPer_Unit.October | MMBtuPer_Unit.November | MMBtuPer_Unit.December | Tot_MMBtu.January | Tot_MMBtu.February | Tot_MMBtu.March | Tot_MMBtu.April | Tot_MMBtu.May | Tot_MMBtu.June | Tot_MMBtu.July | Tot_MMBtu.August | Tot_MMBtu.September | Tot_MMBtu.October | Tot_MMBtu.November | Tot_MMBtu.December | Elec_MMBtu.January | Elec_MMBtu.February | Elec_MMBtu.March | Elec_MMBtu.April | Elec_MMBtu.May | Elec_MMBtu.June | Elec_MMBtu.July | Elec_MMBtu.August | Elec_MMBtu.September | Elec_MMBtu.October | Elec_MMBtu.November | Elec_MMBtu.December | Netgen.January | Netgen.February | Netgen.March | Netgen.April | Netgen.May | Netgen.June | Netgen.July | Netgen.August | Netgen.September | Netgen.October | Netgen.November | Netgen.December | Total.Fuel.Consumption.Quantity | Electric.Fuel.Consumption.Quantity | Total.Fuel.Consumption.MMBtu | Elec.Fuel.Consumption.MMBtu | Net.Generation..Megawatthours. | YEAR | missingData
| 50993 | Y | . | Co-Gen II LLC | Co-Gen II | 3930 | OR | PACC | WECC |  | 22 | 3 | NAICS-22 Cogen | ST | NG | NG |  |  | mcf | 0 | 0 | 0 | 0 | 0 | 0 | 0 | 0 | 0 | 0 | 0 | 0 | 0 | 0 | 0 | 0 | 0 | 0 | 0 | 0 | 0 | 0 | 0 | 0 | 0 | 0 | 0 | 0 | 0 | 0 | 0 | 0 | 0 | 0 | 0 | 0 | 0 | 0 | 0 | 0 | 0 | 0 | 0 | 0 | 0 | 0 | 0 | 0 | 0 | 0 | 0 | 0 | 0 | 0 | 0 | 0 | 0 | 0 | 0 | 0 | 0 | 0 | 0 | 0 | 0 | 0 | 0 | 0 | 0 | 0 | 0 | 0 | 0 | 0 | 0 | 0 | 0 | 2015 | 0
| 50993 | Y | . | Co-Gen II LLC | Co-Gen II | 3930 | OR | PACC | WECC |  | 22 | 3 | NAICS-22 Cogen | ST | WDS | WWW |  |  | short tons | 0 | 0 | 0 | 0 | 0 | 0 | 0 | 0 | 0 | 0 | 0 | 0 | 0 | 0 | 0 | 0 | 0 | 0 | 0 | 0 | 0 | 0 | 0 | 0 | 0 | 0 | 0 | 0 | 0 | 0 | 0 | 0 | 0 | 0 | 0 | 0 | 0 | 0 | 0 | 0 | 0 | 0 | 0 | 0 | 0 | 0 | 0 | 0 | 0 | 0 | 0 | 0 | 0 | 0 | 0 | 0 | 0 | 0 | 0 | 0 | 0 | 0 | 0 | 0 | 0 | 0 | 0 | 0 | 0 | 0 | 0 | 0 | 0 | 0 | 0 | 0 | 0 | 2015 | 0
FuelHeatByLine |  | 2015
| Plant.Code | Boiler.ID | bogen | Reported.Prime.Mover_bf.923 | Reported.Fuel.Type.Code | Fuel.Heat.January | Fuel.Heat.February | Fuel.Heat.March | Fuel.Heat.April | Fuel.Heat.May | Fuel.Heat.June | Fuel.Heat.July | Fuel.Heat.August | Fuel.Heat.September | Fuel.Heat.October | Fuel.Heat.November | Fuel.Heat.December | YEAR
NetGenByLine |  | 2015
| Plant.Code | Generator.ID | bogen | Reported.Prime.Mover | Net.Generation.Year.To.Date | Net.Generation.January | Net.Generation.February | Net.Generation.March | Net.Generation.April | Net.Generation.May | Net.Generation.June | Net.Generation.July | Net.Generation.August | Net.Generation.September | Net.Generation.October | Net.Generation.November | Net.Generation.December | YEAR
| 50993 | GEN1 | 50993^1 | ST | 0 | 0 | 0 | 0 | 0 | 0 | 0 | 0 | 0 | 0 | 0 | 0 | 0 | 2015
FuelHeatByBoilerID |  | 2015
| Plant.Code | Boiler.ID | bogen | Reported.Prime.Mover_bf.923 | flagFuelHeat | Boiler.ID.Total.Fuel.Heat.January | Boiler.ID.Total.Fuel.Heat.February | Boiler.ID.Total.Fuel.Heat.March | Boiler.ID.Total.Fuel.Heat.April | Boiler.ID.Total.Fuel.Heat.May | Boiler.ID.Total.Fuel.Heat.June | Boiler.ID.Total.Fuel.Heat.July | Boiler.ID.Total.Fuel.Heat.August | Boiler.ID.Total.Fuel.Heat.September | Boiler.ID.Total.Fuel.Heat.October | Boiler.ID.Total.Fuel.Heat.November | Boiler.ID.Total.Fuel.Heat.December | YEAR
NetGenByGeneratorID |  | 2015
| Plant.Code | Generator.ID | bogen | Reported.Prime.Mover_923 | Net.Generation.mwh | Generator.ID.Total.Net.Generation.January | Generator.ID.Total.Net.Generation.February | Generator.ID.Total.Net.Generation.March | Generator.ID.Total.Net.Generation.April | Generator.ID.Total.Net.Generation.May | Generator.ID.Total.Net.Generation.June | Generator.ID.Total.Net.Generation.July | Generator.ID.Total.Net.Generation.August | Generator.ID.Total.Net.Generation.September | Generator.ID.Total.Net.Generation.October | Generator.ID.Total.Net.Generation.November | Generator.ID.Total.Net.Generation.December | YEAR
| 50993 | GEN1 | 50993^1 | ST | 0 | 0 | 0 | 0 | 0 | 0 | 0 | 0 | 0 | 0 | 0 | 0 | 0 | 2015
FuelHeatByBogen |  | 2015
| Plant.Code | blankCol | bogen | Reported.Prime.Mover_bf.923 | flagFuelHeat | Bogen.Total.Fuel.Heat.January | Bogen.Total.Fuel.Heat.February | Bogen.Total.Fuel.Heat.March | Bogen.Total.Fuel.Heat.April | Bogen.Total.Fuel.Heat.May | Bogen.Total.Fuel.Heat.June | Bogen.Total.Fuel.Heat.July | Bogen.Total.Fuel.Heat.August | Bogen.Total.Fuel.Heat.September | Bogen.Total.Fuel.Heat.October | Bogen.Total.Fuel.Heat.November | Bogen.Total.Fuel.Heat.December | YEAR
| 50993 |  | 50993^1 |  |  | 0 | 0 | 0 | 0 | 0 | 0 | 0 | 0 | 0 | 0 | 0 | 0 | 2015
NetGenByBogen |  | 2015
| Plant.Code | blankCol | bogen | Reported.Prime.Mover_923 | Net.Generation.mwh | Bogen.Total.Net.Generation.January | Bogen.Total.Net.Generation.February | Bogen.Total.Net.Generation.March | Bogen.Total.Net.Generation.April | Bogen.Total.Net.Generation.May | Bogen.Total.Net.Generation.June | Bogen.Total.Net.Generation.July | Bogen.Total.Net.Generation.August | Bogen.Total.Net.Generation.September | Bogen.Total.Net.Generation.October | Bogen.Total.Net.Generation.November | Bogen.Total.Net.Generation.December | YEAR
| 50993 |  | 50993^1 | ST | 0 | 0 | 0 | 0 | 0 | 0 | 0 | 0 | 0 | 0 | 0 | 0 | 0 | 2015
ThermalEfficiencyByBogen |  | 2015
| Plant.Code | blankCol | bogen | Reported.Prime.Mover_923 | Net.Generation.mwh | ThermalEfficiency.January | ThermalEfficiency.February | ThermalEfficiency.March | ThermalEfficiency.April | ThermalEfficiency.May | ThermalEfficiency.June | ThermalEfficiency.July | ThermalEfficiency.August | ThermalEfficiency.September | ThermalEfficiency.October | ThermalEfficiency.November | ThermalEfficiency.December | YEAR
| 50993 |  | 50993^1 | ST | 0 | 0 | 0 | 0 | 0 | 0 | 0 | 0 | 0 | 0 | 0 | 0 | 0 | 2015

## 54579
2015 | Plant.Code | orig_sheet3_key | auto_sheet3_flags | auto_sheet3_key | orig_sheet4_key | auto_sheet4_flags | auto_sheet4_key | EIA_associationTable | generator.data.860 | retiredGenerators.860 | Boiler_InfoDesign_Parameters.860 | boilerFuelData_923 | generation.data.923 | page1GenFuelData.923 | FuelHeatByLine | NetGenByLine | FuelHeatByBoilerID | NetGenByGeneratorID | FuelHeatByBogen | NetGenByBogen | ThermalEfficiencyByBogen
#Rows | 54579 | 1 | 1 | 1 | 1 | 1 | 1 | 0 | 1 | 0 | 0 | 1 | 1 | 1 | 1 | 1 | 1 | 1 | 1 | 1 | 1
orig_sheet3_key |  | 2015
| plant_bo | bogen | Plant.Code
| 54579^1002 | 54579^1 | 54579
auto_sheet3_flags |  | 2015
| Plant.Code | plant_bo | bogen | missing.from.923 | unmapped_but_in_923 | unmapped | Orphan.Boiler | Boiler.Status | Boiler.ID.NotIn.Assoc | missingPlant.assoc | missingPlant.boilerDesignData.860 | missingPlant.generation.data.923 | missingPlant.boilerFuelData.923 | flag.CACT.missingPair | missing.bf.923 | flag.ST.missing.bf.923 | flag.ST.missing.bf.923.unmapped | flag_RPM | flag_floatingGen | flag_BoilerRetired | flag_Boiler.Status | flag_923bogenCTonly | flagFuelHeat | flag_STassoc_CT_CS_CA | flag_CSassociation | flagFH_no_NG_January | flagNG_no_FH_January | flagFuelHeat_January | flagFH_no_NG_February | flagNG_no_FH_February | flagFuelHeat_February | flagFH_no_NG_March | flagNG_no_FH_March | flagFuelHeat_March | flagFH_no_NG_April | flagNG_no_FH_April | flagFuelHeat_April | flagFH_no_NG_May | flagNG_no_FH_May | flagFuelHeat_May | flagFH_no_NG_June | flagNG_no_FH_June | flagFuelHeat_June | flagFH_no_NG_July | flagNG_no_FH_July | flagFuelHeat_July | flagFH_no_NG_August | flagNG_no_FH_August | flagFuelHeat_August | flagFH_no_NG_September | flagNG_no_FH_September | flagFuelHeat_September | flagFH_no_NG_October | flagNG_no_FH_October | flagFuelHeat_October | flagFH_no_NG_November | flagNG_no_FH_November | flagFuelHeat_November | flagFH_no_NG_December | flagNG_no_FH_December | flagFuelHeat_December | flag_ManualPlant | flag_MisMatch
| 54579 | 54579^1002 | 54579^1 | 0 | 0 | 0 | 1 | 0 | 1 | 1 | 1 | 0 | 0 | 0 | 0 | 0 | 0 | 0 | 0 | 0 | 0 | 0 | 0 | 0 | 0 | 0 | 0 | 0 | 0 | 0 | 0 | 0 | 0 | 0 | 0 | 0 | 0 | 0 | 0 | 0 | 0 | 0 | 0 | 0 | 0 | 0 | 0 | 0 | 0 | 0 | 0 | 0 | 0 | 0 | 0 | 0 | 0 | 0 | 0 | 0 | 0 | 1 | 1
auto_sheet3_key |  | 2015
manualEdit | Plant.Code | bogen | Boiler.ID | Unit.Code | bga.source | Boiler.ID.Total.Fuel.Heat.January | PlantLine.Total.Fuel.Heat.January | flagNG_no_FH_January | flagFH_no_NG_January | flagFuelHeat_January | Boiler.ID.Total.Fuel.Heat.February | PlantLine.Total.Fuel.Heat.February | flagNG_no_FH_February | flagFH_no_NG_February | flagFuelHeat_February | Boiler.ID.Total.Fuel.Heat.March | PlantLine.Total.Fuel.Heat.March | flagNG_no_FH_March | flagFH_no_NG_March | flagFuelHeat_March | Boiler.ID.Total.Fuel.Heat.April | PlantLine.Total.Fuel.Heat.April | flagNG_no_FH_April | flagFH_no_NG_April | flagFuelHeat_April | Boiler.ID.Total.Fuel.Heat.May | PlantLine.Total.Fuel.Heat.May | flagNG_no_FH_May | flagFH_no_NG_May | flagFuelHeat_May | Boiler.ID.Total.Fuel.Heat.June | PlantLine.Total.Fuel.Heat.June | flagNG_no_FH_June | flagFH_no_NG_June | flagFuelHeat_June | Boiler.ID.Total.Fuel.Heat.July | PlantLine.Total.Fuel.Heat.July | flagNG_no_FH_July | flagFH_no_NG_July | flagFuelHeat_July | Boiler.ID.Total.Fuel.Heat.August | PlantLine.Total.Fuel.Heat.August | flagNG_no_FH_August | flagFH_no_NG_August | flagFuelHeat_August | Boiler.ID.Total.Fuel.Heat.September | PlantLine.Total.Fuel.Heat.September | flagNG_no_FH_September | flagFH_no_NG_September | flagFuelHeat_September | Boiler.ID.Total.Fuel.Heat.October | PlantLine.Total.Fuel.Heat.October | flagNG_no_FH_October | flagFH_no_NG_October | flagFuelHeat_October | Boiler.ID.Total.Fuel.Heat.November | PlantLine.Total.Fuel.Heat.November | flagNG_no_FH_November | flagFH_no_NG_November | flagFuelHeat_November | Boiler.ID.Total.Fuel.Heat.December | PlantLine.Total.Fuel.Heat.December | flagNG_no_FH_December | flagFH_no_NG_December | flagFuelHeat_December | missing.from.923 | flagBoiler.ID_assoc | orig_Boiler.ID_assoc | orig_Boiler.ID_bf.923 | flagBoiler.ID_bf.923 | missing.bf.923 | Reported.Prime.Mover_bf.923 | Reported.Prime.Mover_923 | Reported.Prime.Mover_860 | Reported.Fuel.Type.Code | Technology | Energy.Source.1 | unmapped_but_in_923 | unmapped | Orphan.Boiler | Boiler.Status | Boiler.Retirement.Year | Boiler.Retirement.Month | flag_BoilerRetired | flag_Boiler.Status | Boiler.ID.NotIn.Assoc | missingPlant.assoc | missingPlant.boilerDesignData.860 | missingPlant.generation.data.923 | missingPlant.boilerFuelData.923 | Reported.Prime.Mover_page1 | flag.ST.missing.bf.923 | flag.CACT.missingPair | flag_923bogenCTonly | flag.NGCC.badFuel | flag.ST.missing.bf.923.unmapped | flag_RPM | flag_floatingGen | flagFuelHeat | flag_STassoc_CT_CS_CA | flag_CSassociation | countFlags | YEAR | plant_bo | plant_bo_bf.923 | plant_bo_assoc
0 | 54579 | 54579^1 | 1002 |  |  | 80570 |  | 0 | 0 | 0 | 70575 |  | 0 | 0 | 0 | 76280 |  | 0 | 0 | 0 | 67720 |  | 0 | 0 | 0 | 74025 |  | 0 | 0 | 0 | 68775 |  | 0 | 0 | 0 | 70581 |  | 0 | 0 | 0 | 71753 |  | 0 | 0 | 0 | 72107 |  | 0 | 0 | 0 | 75106 |  | 0 | 0 | 0 | 69471 |  | 0 | 0 | 0 | 81011 |  | 0 | 0 | 0 | FALSE |  |  | 1002 | removeChar | FALSE | CS |  |  | NG |  |  |  |  | TRUE |  |  |  |  | 0 | 1 | TRUE | TRUE | FALSE | FALSE |  | 0 | FALSE | FALSE | 0 | 0 |  | 0 | 0 | 0 | 0 | 4 | 2015 | 54579^1002 | 54579^1002 | 54579^NA
orig_sheet4_key |  | 2015
| plant_gen | bogen | Plant.Code
| 54579^1002 | 54579^1 | 54579
auto_sheet4_flags |  | 2015
| Plant.Code | plant_gen | bogen | missing.from.923 | Generator.Status | Orphan.Generator | unmapped_but_in_923 | unmapped | missingPlant.assoc | missingPlant.generator.data.860 | missingPlant.generation.data.923 | flag.CACT.missingPair | missing.bf.923 | missing.generation.data | flag.ST.missing.bf.923 | flag.ST.missing.bf.923.unmapped | flag_RPM | flag_floatingGen | flag_GeneratorRetired | flag_Generator.Status | flag_923bogenCTonly | flagFuelHeat | flag_STassoc_CT_CS_CA | flag_CSassociation | flagNetGenWithoutFuelHeat | flagFuelHeatWithoutNetGen | flagFH_no_NG_January | flagNG_no_FH_January | flagFuelHeat_January | flagFH_no_NG_February | flagNG_no_FH_February | flagFuelHeat_February | flagFH_no_NG_March | flagNG_no_FH_March | flagFuelHeat_March | flagFH_no_NG_April | flagNG_no_FH_April | flagFuelHeat_April | flagFH_no_NG_May | flagNG_no_FH_May | flagFuelHeat_May | flagFH_no_NG_June | flagNG_no_FH_June | flagFuelHeat_June | flagFH_no_NG_July | flagNG_no_FH_July | flagFuelHeat_July | flagFH_no_NG_August | flagNG_no_FH_August | flagFuelHeat_August | flagFH_no_NG_September | flagNG_no_FH_September | flagFuelHeat_September | flagFH_no_NG_October | flagNG_no_FH_October | flagFuelHeat_October | flagFH_no_NG_November | flagNG_no_FH_November | flagFuelHeat_November | flagFH_no_NG_December | flagNG_no_FH_December | flagFuelHeat_December | flag_ManualPlant | flag_MisMatch
| 54579 | 54579^1002 | 54579^1 | 0 | 0 | 0 | 0 | 0 | 1 | 0 | 0 | 0 | 0 | 0 | 0 | 0 | 0 | 0 | 0 | 0 | 0 | 0 | 0 | 0 | 0 | 0 | 0 | 0 | 0 | 0 | 0 | 0 | 0 | 0 | 0 | 0 | 0 | 0 | 0 | 0 | 0 | 0 | 0 | 0 | 0 | 0 | 0 | 0 | 0 | 0 | 0 | 0 | 0 | 0 | 0 | 0 | 0 | 0 | 0 | 0 | 0 | 0 | 1 | 1
auto_sheet4_key |  | 2015
manualEdit | Plant.Code | Generator.ID | bogen | Unit.Code | bga.source | Net.Generation.mwh | Generator.ID.Total.Net.Generation.January | PlantLine.Total.Fuel.Heat.January | PlantLine.Total.Net.Generation.January | flagNG_no_FH_January | flagFH_no_NG_January | flagFuelHeat_January | Generator.ID.Total.Net.Generation.February | PlantLine.Total.Fuel.Heat.February | PlantLine.Total.Net.Generation.February | flagNG_no_FH_February | flagFH_no_NG_February | flagFuelHeat_February | Generator.ID.Total.Net.Generation.March | PlantLine.Total.Fuel.Heat.March | PlantLine.Total.Net.Generation.March | flagNG_no_FH_March | flagFH_no_NG_March | flagFuelHeat_March | Generator.ID.Total.Net.Generation.April | PlantLine.Total.Fuel.Heat.April | PlantLine.Total.Net.Generation.April | flagNG_no_FH_April | flagFH_no_NG_April | flagFuelHeat_April | Generator.ID.Total.Net.Generation.May | PlantLine.Total.Fuel.Heat.May | PlantLine.Total.Net.Generation.May | flagNG_no_FH_May | flagFH_no_NG_May | flagFuelHeat_May | Generator.ID.Total.Net.Generation.June | PlantLine.Total.Fuel.Heat.June | PlantLine.Total.Net.Generation.June | flagNG_no_FH_June | flagFH_no_NG_June | flagFuelHeat_June | Generator.ID.Total.Net.Generation.July | PlantLine.Total.Fuel.Heat.July | PlantLine.Total.Net.Generation.July | flagNG_no_FH_July | flagFH_no_NG_July | flagFuelHeat_July | Generator.ID.Total.Net.Generation.August | PlantLine.Total.Fuel.Heat.August | PlantLine.Total.Net.Generation.August | flagNG_no_FH_August | flagFH_no_NG_August | flagFuelHeat_August | Generator.ID.Total.Net.Generation.September | PlantLine.Total.Fuel.Heat.September | PlantLine.Total.Net.Generation.September | flagNG_no_FH_September | flagFH_no_NG_September | flagFuelHeat_September | Generator.ID.Total.Net.Generation.October | PlantLine.Total.Fuel.Heat.October | PlantLine.Total.Net.Generation.October | flagNG_no_FH_October | flagFH_no_NG_October | flagFuelHeat_October | Generator.ID.Total.Net.Generation.November | PlantLine.Total.Fuel.Heat.November | PlantLine.Total.Net.Generation.November | flagNG_no_FH_November | flagFH_no_NG_November | flagFuelHeat_November | Generator.ID.Total.Net.Generation.December | PlantLine.Total.Fuel.Heat.December | PlantLine.Total.Net.Generation.December | flagNG_no_FH_December | flagFH_no_NG_December | flagFuelHeat_December | missing.from.923 | orig_Generator.ID_923 | flagGenerator.ID_923 | orig_Generator.ID_860 | flagGenerator.ID_860 | flagGenerator.ID_assoc | orig_Generator.ID_assoc | missing.bf.923 | Reported.Prime.Mover_bf.923 | Reported.Prime.Mover_923 | Reported.Prime.Mover_860 | Reported.Fuel.Type.Code | Technology | Energy.Source.1 | Generator.Status | Orphan.Generator | unmapped_but_in_923 | unmapped | flag_Generator.Status | Generator.Retirement.Year | Generator.Retirement.Month | flag_GeneratorRetired | missingPlant.assoc | missingPlant.generator.data.860 | missingPlant.generation.data.923 | Reported.Prime.Mover_page1 | flag.ST.missing.bf.923 | flag.CACT.missingPair | flag_923bogenCTonly | flag.NGCC.badFuel | flag.ST.missing.bf.923.unmapped | flag_RPM | flag_floatingGen | flagNetGenWithoutFuelHeat | flagFuelHeatWithoutNetGen | flagFuelHeat | flag_STassoc_CT_CS_CA | flag_CSassociation | countFlags | YEAR | plant_gen | plant_gen.923 | plant_gen.860 | plant_gen_assoc | missing.generation.data
0 | 54579 | 1002 | 54579^1 | [6 empty] | 0 | 0 | 0 |  |  |  | 0 | 0 | 0 |  |  |  | 0 | 0 | 0 |  |  |  | 0 | 0 | 0 |  |  |  | 0 | 0 | 0 |  |  |  | 0 | 0 | 0 |  |  |  | 0 | 0 | 0 |  |  |  | 0 | 0 | 0 |  |  |  | 0 | 0 | 0 |  |  |  | 0 | 0 | 0 |  |  |  | 0 | 0 | 0 |  |  |  | 0 | 0 | 0 | FALSE | [6 empty] | FALSE | CS |  |  | NG | [6 empty] | 0 |  |  |  | TRUE | FALSE | FALSE |  | 0 | FALSE | FALSE | 0 | 0 |  | 0 | 0 | 0 | 0 | 0 | 0 | 4 | 2015 | 54579^1002 | 54579^NA | 54579^NA | 54579^NA | FALSE
EIA_associationTable |  | 2015
| Utility.ID | Utility.Name | Plant.Code | Plant.Name | Boiler.ID | Generator.ID | Steam.Plant.Type
generator.data.860 |  | 2015
| Utility.ID | Utility.Name | Plant.Code | Plant.Name | State | County | Generator.ID | Technology | Prime.Mover | Unit.Code | Ownership | Duct.Burners | Can.Bypass.Heat.Recovery.Steam.Generator. | RTO.ISO.LMP.Node.Designation | RTO.ISO.Location.Designation.for.Reporting.Wholesale.Sales.Data.to.FERC | Nameplate.Capacity..MW. | Nameplate.Power.Factor | Summer.Capacity..MW. | Winter.Capacity..MW. | Minimum.Load..MW. | Uprate.or.Derate.Completed.During.Year | Month.Uprate.or.Derate.Completed | Year.Uprate.or.Derate.Completed | Status | Synchronized.to.Transmission.Grid | Operating.Month | Operating.Year | Planned.Retirement.Month | Planned.Retirement.Year | Associated.with.Combined.Heat.and.Power.System | Sector.Name | Sector | Topping.or.Bottoming | Energy.Source.1 | Energy.Source.2 | Energy.Source.3 | Energy.Source.4 | Energy.Source.5 | Energy.Source.6 | Startup.Source.1 | Startup.Source.2 | Startup.Source.3 | Startup.Source.4 | Solid.Fuel.Gasification.System. | Carbon.Capture.Technology. | Turbines..Inverters..or.Hydrokinetic.Buoys | Time.from.Cold.Shutdown.to.Full.Load | Fluidized.Bed.Technology. | Pulverized.Coal.Technology. | Stoker.Technology. | Other.Combustion.Technology. | Subcritical.Technology. | Supercritical.Technology. | Ultrasupercritical.Technology. | Planned.Net.Summer.Capacity.Uprate..MW. | Planned.Net.Winter.Capacity.Uprate..MW. | Planned.Uprate.Month | Planned.Uprate.Year | Planned.Net.Summer.Capacity.Derate..MW. | Planned.Net.Winter.Capacity.Derate..MW. | Planned.Derate.Month | Planned.Derate.Year | Planned.New.Prime.Mover | Planned.Energy.Source.1 | Planned.New.Nameplate.Capacity..MW. | Planned.Repower.Month | Planned.Repower.Year | Other.Planned.Modifications. | Other.Modifications.Month | Other.Modifications.Year | Cofire.Fuels. | Switch.Between.Oil.and.Natural.Gas.
| 50026 | Energy Operations Group | 54579 | Rupert Cogen Project | ID | Minidoka | 1002 | Natural Gas Fired Combined Cycle | CS |  | W | N | X |  |  | 10.4 | 0.8 | 10.4 | 10.4 | 1 | N |  |  | OP | X | 11 | 1996 |  |  | Y | IPP CHP | 3 | T | NG | [9 empty] | N | N |  | 12H | [20 empty] | N |  |  | N | N
retiredGenerators.860 |  | 2015
| Utility.ID | Utility.Name | Plant.Code | Plant.Name | State | County | Generator.ID | Technology | Prime.Mover | Unit.Code | Ownership | Duct.Burners | Can.Bypass.Heat.Recovery.Steam.Generator. | RTO.ISO.LMP.Node.Designation | RTO.ISO.Location.Designation.for.Reporting.Wholesale.Sales.Data.to.FERC | Nameplate.Capacity..MW. | Nameplate.Power.Factor | Summer.Capacity..MW. | Winter.Capacity..MW. | Minimum.Load..MW. | Uprate.or.Derate.Completed.During.Year | Month.Uprate.or.Derate.Completed | Year.Uprate.or.Derate.Completed | Status | Synchronized.to.Transmission.Grid | Operating.Month | Operating.Year | Retirement.Month | Retirement.Year | Associated.with.Combined.Heat.and.Power.System | Sector.Name | Sector | Topping.or.Bottoming | Energy.Source.1 | Energy.Source.2 | Energy.Source.3 | Energy.Source.4 | Energy.Source.5 | Energy.Source.6 | Startup.Source.1 | Startup.Source.2 | Startup.Source.3 | Startup.Source.4 | Solid.Fuel.Gasification.System. | Carbon.Capture.Technology. | Turbines..Inverters..or.Hydrokinetic.Buoys | Time.from.Cold.Shutdown.to.Full.Load | Fluidized.Bed.Technology. | Pulverized.Coal.Technology. | Stoker.Technology. | Other.Combustion.Technology. | Subcritical.Technology. | Supercritical.Technology. | Ultrasupercritical.Technology. | Cofire.Fuels. | Switch.Between.Oil.and.Natural.Gas.
Boiler_InfoDesign_Parameters.860 |  | 2015
| Utility.ID | Utility.Name | Plant.Code | Plant.Name | State | Boiler.ID | Boiler.Status | Type.of.Boiler | Inservice.Month | Inservice.Year | Retirement.Month | Retirement.Year | Firing.Type.1 | Firing.Type.2 | Firing.Type.3 | Max.Steam.Flow..Thousand.Pounds.per.Hour. | Firing.Rate.Using.Coal..0.1.Tons.per.Hour. | Firing.Rate.Using.Petroleum..0.1.Barrels.per.Hour. | Firing.Rate.Using.Gas..0.1.MCF.per.Hour. | Firing.Rate.Using.Other.Fuels | Waste.Heat.Input..Million.BTU.per.Hour. | Primary.Fuel.1 | Primary.Fuel.2 | Primary.Fuel.3 | Primary.Fuel.4 | Turndown.Ratio | Efficiency.100..Load | Efficiency.50..Load | Air.Flow.100..Load..Cubic.Feet.per.Minute. | Wet.Dry.Bottom | Fly.Ash.Reinjection | Steam.Plant.Type | missingData
boilerFuelData_923 |  | 2015
| Plant.Code | Combined.Heat.And..Power.Plant | Plant.Name | Operator.Name | Operator.Id | Plant.State | Census.Region | NERC.Region | NAICS.Code | Sector.Number | Sector.Name | Boiler.ID | Reported.Prime.Mover | Reported.Fuel.Type.Code | Physical.Unit.Label | Quantity.Of.Fuel.Consumed.January | Quantity.Of.Fuel.Consumed.February | Quantity.Of.Fuel.Consumed.March | Quantity.Of.Fuel.Consumed.April | Quantity.Of.Fuel.Consumed.May | Quantity.Of.Fuel.Consumed.June | Quantity.Of.Fuel.Consumed.July | Quantity.Of.Fuel.Consumed.August | Quantity.Of.Fuel.Consumed.September | Quantity.Of.Fuel.Consumed.October | Quantity.Of.Fuel.Consumed.November | Quantity.Of.Fuel.Consumed.December | MMbtu.Per.Unit.January | MMbtu.Per.Unit.February | MMbtu.Per.Unit.March | MMbtu.Per.Unit.April | MMbtu.Per.Unit.May | MMbtu.Per.Unit.June | MMbtu.Per.Unit.July | MMbtu.Per.Unit.August | MMbtu.Per.Unit.September | MMbtu.Per.Unit.October | MMbtu.Per.Unit.November | MMbtu.Per.Unit.December | Sulfur.Content.January | Sulfur.Content.February | Sulfur.Content.March | Sulfur.Content.April | Sulfur.Content.May | Sulfur.Content.June | Sulfur.Content.July | Sulfur.Content.August | Sulfur.Content.September | Sulfur.Content.October | Sulfur.Content.November | Sulfur.Content.December | Ash.Content.January | Ash.Content.February | Ash.Content.March | Ash.Content.April | Ash.Content.May | Ash.Content.June | Ash.Content.July | Ash.Content.August | Ash.Content.September | Ash.Content.October | Ash.Content.November | Ash.Content.December | Total.Fuel.Consumption.Quantity | YEAR | missingData
| 54579 | Y | Rupert Cogen Project | Energy Operations Group | 50026 | ID | MTN | WECC | 22 | 3 | NAICS-22 Cogen | 1002 | CS | NG | Mcf | 80570 | 70575 | 76280 | 67720 | 74025 | 68775 | 70581 | 71753 | 72107 | 75106 | 69471 | 81011 | 1 | 1 | 1 | 1 | 1 | 1 | 1 | 1 | 1 | 1 | 1 | 1 | 0 | 0 | 0 | 0 | 0 | 0 | 0 | 0 | 0 | 0 | 0 | 0 | 0 | 0 | 0 | 0 | 0 | 0 | 0 | 0 | 0 | 0 | 0 | 0 | 877974 | 2015 | 0
generation.data.923 |  | 2015
| Plant.Code | Combined.Heat.And.Power.Plant | Plant.Name | Operator.Name | Operator.Id | Plant.State | Census.Region | NERC.Region | NAICS.Code | Sector.Number | Sector.Name | Generator.ID | Reported.Prime.Mover | Net.Generation.January | Net.Generation.February | Net.Generation.March | Net.Generation.April | Net.Generation.May | Net.Generation.June | Net.Generation.July | Net.Generation.August | Net.Generation.September | Net.Generation.October | Net.Generation.November | Net.Generation.December | Net.Generation.Year.To.Date | YEAR | missingData
| 54579 | Y | Rupert Cogen Project | Energy Operations Group | 50026 | ID | MTN | WECC | 22 | 3 | NAICS-22 Cogen | 1002 | CS | 7069 | 6079 | 6599 | 5878 | 6462 | 5952 | 6164 | 6445 | 6323 | 6550 | 6074 | 7082 | 76677 | 2015 | 0
page1GenFuelData.923 |  | 2015
| Plant.Code | Combined.Heat.And.Power.Plant | Nuclear.Unit.Id | Plant.Name | Operator.Name | Operator.Id | Plant.State | Census.Region | NERC.Region | Reserved | NAICS.Code | EIA.Sector.Number | Sector.Name | Reported.Prime.Mover | Reported.Fuel.Type.Code | AER.Fuel.Type.Code | Reserved.1 | Reserved.2 | Physical.Unit.Label | Quantity.January | Quantity.February | Quantity.March | Quantity.April | Quantity.May | Quantity.June | Quantity.July | Quantity.August | Quantity.September | Quantity.October | Quantity.November | Quantity.December | Elec_Quantity.January | Elec_Quantity.February | Elec_Quantity.March | Elec_Quantity.April | Elec_Quantity.May | Elec_Quantity.June | Elec_Quantity.July | Elec_Quantity.August | Elec_Quantity.September | Elec_Quantity.October | Elec_Quantity.November | Elec_Quantity.December | MMBtuPer_Unit.January | MMBtuPer_Unit.February | MMBtuPer_Unit.March | MMBtuPer_Unit.April | MMBtuPer_Unit.May | MMBtuPer_Unit.June | MMBtuPer_Unit.July | MMBtuPer_Unit.August | MMBtuPer_Unit.September | MMBtuPer_Unit.October | MMBtuPer_Unit.November | MMBtuPer_Unit.December | Tot_MMBtu.January | Tot_MMBtu.February | Tot_MMBtu.March | Tot_MMBtu.April | Tot_MMBtu.May | Tot_MMBtu.June | Tot_MMBtu.July | Tot_MMBtu.August | Tot_MMBtu.September | Tot_MMBtu.October | Tot_MMBtu.November | Tot_MMBtu.December | Elec_MMBtu.January | Elec_MMBtu.February | Elec_MMBtu.March | Elec_MMBtu.April | Elec_MMBtu.May | Elec_MMBtu.June | Elec_MMBtu.July | Elec_MMBtu.August | Elec_MMBtu.September | Elec_MMBtu.October | Elec_MMBtu.November | Elec_MMBtu.December | Netgen.January | Netgen.February | Netgen.March | Netgen.April | Netgen.May | Netgen.June | Netgen.July | Netgen.August | Netgen.September | Netgen.October | Netgen.November | Netgen.December | Total.Fuel.Consumption.Quantity | Electric.Fuel.Consumption.Quantity | Total.Fuel.Consumption.MMBtu | Elec.Fuel.Consumption.MMBtu | Net.Generation..Megawatthours. | YEAR | missingData
| 54579 | Y | . | Rupert Cogen Project | Energy Operations Group | 50026 | ID | MTN | WECC |  | 22 | 3 | NAICS-22 Cogen | CS | NG | NG |  |  | mcf | 80570 | 70575 | 76280 | 67720 | 74025 | 68775 | 70581 | 71753 | 72107 | 75106 | 69471 | 81011 | 44843 | 38568 | 41860 | 37305 | 40995 | 37753 | 39105 | 40881 | 40116 | 41557 | 38562 | 44925 | 1 | 1 | 1 | 1 | 1 | 1 | 1 | 1 | 1 | 1 | 1 | 1 | 80570 | 70575 | 76280 | 67720 | 74025 | 68775 | 70581 | 71753 | 72107 | 75106 | 69471 | 81011 | 44843 | 38568 | 41860 | 37305 | 40995 | 37753 | 39105 | 40881 | 40116 | 41557 | 38562 | 44925 | 7069 | 6079 | 6599 | 5878 | 6462 | 5952 | 6164 | 6445 | 6323 | 6550 | 6074 | 7082 | 877974 | 486470 | 877974 | 486470 | 76677 | 2015 | 0
FuelHeatByLine |  | 2015
| Plant.Code | Boiler.ID | bogen | Reported.Prime.Mover_bf.923 | Reported.Fuel.Type.Code | Fuel.Heat.January | Fuel.Heat.February | Fuel.Heat.March | Fuel.Heat.April | Fuel.Heat.May | Fuel.Heat.June | Fuel.Heat.July | Fuel.Heat.August | Fuel.Heat.September | Fuel.Heat.October | Fuel.Heat.November | Fuel.Heat.December | YEAR
| 54579 | 1002 | 54579^1 | CS | NG | 80570 | 70575 | 76280 | 67720 | 74025 | 68775 | 70581 | 71753 | 72107 | 75106 | 69471 | 81011 | 2015
NetGenByLine |  | 2015
| Plant.Code | Generator.ID | bogen | Reported.Prime.Mover | Net.Generation.Year.To.Date | Net.Generation.January | Net.Generation.February | Net.Generation.March | Net.Generation.April | Net.Generation.May | Net.Generation.June | Net.Generation.July | Net.Generation.August | Net.Generation.September | Net.Generation.October | Net.Generation.November | Net.Generation.December | YEAR
| 54579 | 1002 | 54579^1 | CS | 76677 | 7069 | 6079 | 6599 | 5878 | 6462 | 5952 | 6164 | 6445 | 6323 | 6550 | 6074 | 7082 | 2015
FuelHeatByBoilerID |  | 2015
| Plant.Code | Boiler.ID | bogen | Reported.Prime.Mover_bf.923 | flagFuelHeat | Boiler.ID.Total.Fuel.Heat.January | Boiler.ID.Total.Fuel.Heat.February | Boiler.ID.Total.Fuel.Heat.March | Boiler.ID.Total.Fuel.Heat.April | Boiler.ID.Total.Fuel.Heat.May | Boiler.ID.Total.Fuel.Heat.June | Boiler.ID.Total.Fuel.Heat.July | Boiler.ID.Total.Fuel.Heat.August | Boiler.ID.Total.Fuel.Heat.September | Boiler.ID.Total.Fuel.Heat.October | Boiler.ID.Total.Fuel.Heat.November | Boiler.ID.Total.Fuel.Heat.December | YEAR
| 54579 | 1002 | 54579^1 | CS | 0 | 80570 | 70575 | 76280 | 67720 | 74025 | 68775 | 70581 | 71753 | 72107 | 75106 | 69471 | 81011 | 2015
NetGenByGeneratorID |  | 2015
| Plant.Code | Generator.ID | bogen | Reported.Prime.Mover_923 | Net.Generation.mwh | Generator.ID.Total.Net.Generation.January | Generator.ID.Total.Net.Generation.February | Generator.ID.Total.Net.Generation.March | Generator.ID.Total.Net.Generation.April | Generator.ID.Total.Net.Generation.May | Generator.ID.Total.Net.Generation.June | Generator.ID.Total.Net.Generation.July | Generator.ID.Total.Net.Generation.August | Generator.ID.Total.Net.Generation.September | Generator.ID.Total.Net.Generation.October | Generator.ID.Total.Net.Generation.November | Generator.ID.Total.Net.Generation.December | YEAR
| 54579 | 1002 | 54579^1 |  | 76677 | 7069 | 6079 | 6599 | 5878 | 6462 | 5952 | 6164 | 6445 | 6323 | 6550 | 6074 | 7082 | 2015
FuelHeatByBogen |  | 2015
| Plant.Code | blankCol | bogen | Reported.Prime.Mover_bf.923 | flagFuelHeat | Bogen.Total.Fuel.Heat.January | Bogen.Total.Fuel.Heat.February | Bogen.Total.Fuel.Heat.March | Bogen.Total.Fuel.Heat.April | Bogen.Total.Fuel.Heat.May | Bogen.Total.Fuel.Heat.June | Bogen.Total.Fuel.Heat.July | Bogen.Total.Fuel.Heat.August | Bogen.Total.Fuel.Heat.September | Bogen.Total.Fuel.Heat.October | Bogen.Total.Fuel.Heat.November | Bogen.Total.Fuel.Heat.December | YEAR
| 54579 |  | 54579^1 | CS | 0 | 80570 | 70575 | 76280 | 67720 | 74025 | 68775 | 70581 | 71753 | 72107 | 75106 | 69471 | 81011 | 2015
NetGenByBogen |  | 2015
| Plant.Code | blankCol | bogen | Reported.Prime.Mover_923 | Net.Generation.mwh | Bogen.Total.Net.Generation.January | Bogen.Total.Net.Generation.February | Bogen.Total.Net.Generation.March | Bogen.Total.Net.Generation.April | Bogen.Total.Net.Generation.May | Bogen.Total.Net.Generation.June | Bogen.Total.Net.Generation.July | Bogen.Total.Net.Generation.August | Bogen.Total.Net.Generation.September | Bogen.Total.Net.Generation.October | Bogen.Total.Net.Generation.November | Bogen.Total.Net.Generation.December | YEAR
| 54579 |  | 54579^1 |  | 76677 | 0 | 0 | 0 | 0 | 0 | 0 | 0 | 0 | 0 | 0 | 0 | 0 | 2015
ThermalEfficiencyByBogen |  | 2015
| Plant.Code | blankCol | bogen | Reported.Prime.Mover_923 | Net.Generation.mwh | ThermalEfficiency.January | ThermalEfficiency.February | ThermalEfficiency.March | ThermalEfficiency.April | ThermalEfficiency.May | ThermalEfficiency.June | ThermalEfficiency.July | ThermalEfficiency.August | ThermalEfficiency.September | ThermalEfficiency.October | ThermalEfficiency.November | ThermalEfficiency.December | YEAR
| 54579 |  | 54579^1 |  | 76677 | 0 | 0 | 0 | 0 | 0 | 0 | 0 | 0 | 0 | 0 | 0 | 0 | 2015

## 55090
2015 | Plant.Code | orig_sheet3_key | auto_sheet3_flags | auto_sheet3_key | orig_sheet4_key | auto_sheet4_flags | auto_sheet4_key | EIA_associationTable | generator.data.860 | retiredGenerators.860 | Boiler_InfoDesign_Parameters.860 | boilerFuelData_923 | generation.data.923 | page1GenFuelData.923 | FuelHeatByLine | NetGenByLine | FuelHeatByBoilerID | NetGenByGeneratorID | FuelHeatByBogen | NetGenByBogen | ThermalEfficiencyByBogen
#Rows | 55090 | 1 | 0 | 0 | 1 | 1 | 1 | 0 | 1 | 0 | 0 | 1 | 1 | 1 | 0 | 1 | 0 | 1 | 1 | 1 | 1
orig_sheet3_key |  | 2015
| plant_bo | bogen | Plant.Code
| 55090^NA | 55090^1 | 55090
auto_sheet3_flags |  | 2015
| Plant.Code | plant_bo | bogen | missing.from.923 | unmapped_but_in_923 | unmapped | Orphan.Boiler | Boiler.Status | Boiler.ID.NotIn.Assoc | missingPlant.assoc | missingPlant.boilerDesignData.860 | missingPlant.generation.data.923 | missingPlant.boilerFuelData.923 | flag.CACT.missingPair | missing.bf.923 | flag.ST.missing.bf.923 | flag.ST.missing.bf.923.unmapped | flag_RPM | flag_floatingGen | flag_BoilerRetired | flag_Boiler.Status | flag_923bogenCTonly | flagFuelHeat | flag_STassoc_CT_CS_CA | flag_CSassociation | flagFH_no_NG_January | flagNG_no_FH_January | flagFuelHeat_January | flagFH_no_NG_February | flagNG_no_FH_February | flagFuelHeat_February | flagFH_no_NG_March | flagNG_no_FH_March | flagFuelHeat_March | flagFH_no_NG_April | flagNG_no_FH_April | flagFuelHeat_April | flagFH_no_NG_May | flagNG_no_FH_May | flagFuelHeat_May | flagFH_no_NG_June | flagNG_no_FH_June | flagFuelHeat_June | flagFH_no_NG_July | flagNG_no_FH_July | flagFuelHeat_July | flagFH_no_NG_August | flagNG_no_FH_August | flagFuelHeat_August | flagFH_no_NG_September | flagNG_no_FH_September | flagFuelHeat_September | flagFH_no_NG_October | flagNG_no_FH_October | flagFuelHeat_October | flagFH_no_NG_November | flagNG_no_FH_November | flagFuelHeat_November | flagFH_no_NG_December | flagNG_no_FH_December | flagFuelHeat_December | flag_ManualPlant | flag_MisMatch
auto_sheet3_key |  | 2015
manualEdit | Plant.Code | bogen | Boiler.ID | Unit.Code | bga.source | Boiler.ID.Total.Fuel.Heat.January | PlantLine.Total.Fuel.Heat.January | flagNG_no_FH_January | flagFH_no_NG_January | flagFuelHeat_January | Boiler.ID.Total.Fuel.Heat.February | PlantLine.Total.Fuel.Heat.February | flagNG_no_FH_February | flagFH_no_NG_February | flagFuelHeat_February | Boiler.ID.Total.Fuel.Heat.March | PlantLine.Total.Fuel.Heat.March | flagNG_no_FH_March | flagFH_no_NG_March | flagFuelHeat_March | Boiler.ID.Total.Fuel.Heat.April | PlantLine.Total.Fuel.Heat.April | flagNG_no_FH_April | flagFH_no_NG_April | flagFuelHeat_April | Boiler.ID.Total.Fuel.Heat.May | PlantLine.Total.Fuel.Heat.May | flagNG_no_FH_May | flagFH_no_NG_May | flagFuelHeat_May | Boiler.ID.Total.Fuel.Heat.June | PlantLine.Total.Fuel.Heat.June | flagNG_no_FH_June | flagFH_no_NG_June | flagFuelHeat_June | Boiler.ID.Total.Fuel.Heat.July | PlantLine.Total.Fuel.Heat.July | flagNG_no_FH_July | flagFH_no_NG_July | flagFuelHeat_July | Boiler.ID.Total.Fuel.Heat.August | PlantLine.Total.Fuel.Heat.August | flagNG_no_FH_August | flagFH_no_NG_August | flagFuelHeat_August | Boiler.ID.Total.Fuel.Heat.September | PlantLine.Total.Fuel.Heat.September | flagNG_no_FH_September | flagFH_no_NG_September | flagFuelHeat_September | Boiler.ID.Total.Fuel.Heat.October | PlantLine.Total.Fuel.Heat.October | flagNG_no_FH_October | flagFH_no_NG_October | flagFuelHeat_October | Boiler.ID.Total.Fuel.Heat.November | PlantLine.Total.Fuel.Heat.November | flagNG_no_FH_November | flagFH_no_NG_November | flagFuelHeat_November | Boiler.ID.Total.Fuel.Heat.December | PlantLine.Total.Fuel.Heat.December | flagNG_no_FH_December | flagFH_no_NG_December | flagFuelHeat_December | missing.from.923 | flagBoiler.ID_assoc | orig_Boiler.ID_assoc | orig_Boiler.ID_bf.923 | flagBoiler.ID_bf.923 | missing.bf.923 | Reported.Prime.Mover_bf.923 | Reported.Prime.Mover_923 | Reported.Prime.Mover_860 | Reported.Fuel.Type.Code | Technology | Energy.Source.1 | unmapped_but_in_923 | unmapped | Orphan.Boiler | Boiler.Status | Boiler.Retirement.Year | Boiler.Retirement.Month | flag_BoilerRetired | flag_Boiler.Status | Boiler.ID.NotIn.Assoc | missingPlant.assoc | missingPlant.boilerDesignData.860 | missingPlant.generation.data.923 | missingPlant.boilerFuelData.923 | Reported.Prime.Mover_page1 | flag.ST.missing.bf.923 | flag.CACT.missingPair | flag_923bogenCTonly | flag.NGCC.badFuel | flag.ST.missing.bf.923.unmapped | flag_RPM | flag_floatingGen | flagFuelHeat | flag_STassoc_CT_CS_CA | flag_CSassociation | countFlags | YEAR | plant_bo | plant_bo_bf.923 | plant_bo_assoc
1 | 55090 | 55090^1 | NA | [68 empty] | ST | [30 empty] | 2015 | 55090^NA | 55090^NA
orig_sheet4_key |  | 2015
| plant_gen | bogen | Plant.Code
| 55090^GEN1 | 55090^1 | 55090
auto_sheet4_flags |  | 2015
| Plant.Code | plant_gen | bogen | missing.from.923 | Generator.Status | Orphan.Generator | unmapped_but_in_923 | unmapped | missingPlant.assoc | missingPlant.generator.data.860 | missingPlant.generation.data.923 | flag.CACT.missingPair | missing.bf.923 | missing.generation.data | flag.ST.missing.bf.923 | flag.ST.missing.bf.923.unmapped | flag_RPM | flag_floatingGen | flag_GeneratorRetired | flag_Generator.Status | flag_923bogenCTonly | flagFuelHeat | flag_STassoc_CT_CS_CA | flag_CSassociation | flagNetGenWithoutFuelHeat | flagFuelHeatWithoutNetGen | flagFH_no_NG_January | flagNG_no_FH_January | flagFuelHeat_January | flagFH_no_NG_February | flagNG_no_FH_February | flagFuelHeat_February | flagFH_no_NG_March | flagNG_no_FH_March | flagFuelHeat_March | flagFH_no_NG_April | flagNG_no_FH_April | flagFuelHeat_April | flagFH_no_NG_May | flagNG_no_FH_May | flagFuelHeat_May | flagFH_no_NG_June | flagNG_no_FH_June | flagFuelHeat_June | flagFH_no_NG_July | flagNG_no_FH_July | flagFuelHeat_July | flagFH_no_NG_August | flagNG_no_FH_August | flagFuelHeat_August | flagFH_no_NG_September | flagNG_no_FH_September | flagFuelHeat_September | flagFH_no_NG_October | flagNG_no_FH_October | flagFuelHeat_October | flagFH_no_NG_November | flagNG_no_FH_November | flagFuelHeat_November | flagFH_no_NG_December | flagNG_no_FH_December | flagFuelHeat_December | flag_ManualPlant | flag_MisMatch
| 55090 | 55090^GEN1 | 55090^1 | 0 | 0 | 1 | 0 | 1 | 1 | 0 | 0 | 0 | 1 | 0 | 1 | 1 | 0 | 0 | 0 | 0 | 0 | 1 | 0 | 0 | 1 | 0 | 0 | 1 | 1 | 0 | 1 | 1 | 0 | 1 | 1 | 0 | 1 | 1 | 0 | 1 | 1 | 0 | 1 | 1 | 0 | 1 | 1 | 0 | 1 | 1 | 0 | 1 | 1 | 0 | 1 | 1 | 0 | 1 | 1 | 0 | 1 | 1 | 1 | 0
auto_sheet4_key |  | 2015
manualEdit | Plant.Code | Generator.ID | bogen | Unit.Code | bga.source | Net.Generation.mwh | Generator.ID.Total.Net.Generation.January | PlantLine.Total.Fuel.Heat.January | PlantLine.Total.Net.Generation.January | flagNG_no_FH_January | flagFH_no_NG_January | flagFuelHeat_January | Generator.ID.Total.Net.Generation.February | PlantLine.Total.Fuel.Heat.February | PlantLine.Total.Net.Generation.February | flagNG_no_FH_February | flagFH_no_NG_February | flagFuelHeat_February | Generator.ID.Total.Net.Generation.March | PlantLine.Total.Fuel.Heat.March | PlantLine.Total.Net.Generation.March | flagNG_no_FH_March | flagFH_no_NG_March | flagFuelHeat_March | Generator.ID.Total.Net.Generation.April | PlantLine.Total.Fuel.Heat.April | PlantLine.Total.Net.Generation.April | flagNG_no_FH_April | flagFH_no_NG_April | flagFuelHeat_April | Generator.ID.Total.Net.Generation.May | PlantLine.Total.Fuel.Heat.May | PlantLine.Total.Net.Generation.May | flagNG_no_FH_May | flagFH_no_NG_May | flagFuelHeat_May | Generator.ID.Total.Net.Generation.June | PlantLine.Total.Fuel.Heat.June | PlantLine.Total.Net.Generation.June | flagNG_no_FH_June | flagFH_no_NG_June | flagFuelHeat_June | Generator.ID.Total.Net.Generation.July | PlantLine.Total.Fuel.Heat.July | PlantLine.Total.Net.Generation.July | flagNG_no_FH_July | flagFH_no_NG_July | flagFuelHeat_July | Generator.ID.Total.Net.Generation.August | PlantLine.Total.Fuel.Heat.August | PlantLine.Total.Net.Generation.August | flagNG_no_FH_August | flagFH_no_NG_August | flagFuelHeat_August | Generator.ID.Total.Net.Generation.September | PlantLine.Total.Fuel.Heat.September | PlantLine.Total.Net.Generation.September | flagNG_no_FH_September | flagFH_no_NG_September | flagFuelHeat_September | Generator.ID.Total.Net.Generation.October | PlantLine.Total.Fuel.Heat.October | PlantLine.Total.Net.Generation.October | flagNG_no_FH_October | flagFH_no_NG_October | flagFuelHeat_October | Generator.ID.Total.Net.Generation.November | PlantLine.Total.Fuel.Heat.November | PlantLine.Total.Net.Generation.November | flagNG_no_FH_November | flagFH_no_NG_November | flagFuelHeat_November | Generator.ID.Total.Net.Generation.December | PlantLine.Total.Fuel.Heat.December | PlantLine.Total.Net.Generation.December | flagNG_no_FH_December | flagFH_no_NG_December | flagFuelHeat_December | missing.from.923 | orig_Generator.ID_923 | flagGenerator.ID_923 | orig_Generator.ID_860 | flagGenerator.ID_860 | flagGenerator.ID_assoc | orig_Generator.ID_assoc | missing.bf.923 | Reported.Prime.Mover_bf.923 | Reported.Prime.Mover_923 | Reported.Prime.Mover_860 | Reported.Fuel.Type.Code | Technology | Energy.Source.1 | Generator.Status | Orphan.Generator | unmapped_but_in_923 | unmapped | flag_Generator.Status | Generator.Retirement.Year | Generator.Retirement.Month | flag_GeneratorRetired | missingPlant.assoc | missingPlant.generator.data.860 | missingPlant.generation.data.923 | Reported.Prime.Mover_page1 | flag.ST.missing.bf.923 | flag.CACT.missingPair | flag_923bogenCTonly | flag.NGCC.badFuel | flag.ST.missing.bf.923.unmapped | flag_RPM | flag_floatingGen | flagNetGenWithoutFuelHeat | flagFuelHeatWithoutNetGen | flagFuelHeat | flag_STassoc_CT_CS_CA | flag_CSassociation | countFlags | YEAR | plant_gen | plant_gen.923 | plant_gen.860 | plant_gen_assoc | missing.generation.data
0 | 55090 | GEN1 | 55090^1 | none | fillwithGenID | 29412 | 2114 |  |  | 1 | 0 | 1 | 1643 |  |  | 1 | 0 | 1 | 2067 |  |  | 1 | 0 | 1 | 2133 |  |  | 1 | 0 | 1 | 2838 |  |  | 1 | 0 | 1 | 1131 |  |  | 1 | 0 | 1 | 2978 |  |  | 1 | 0 | 1 | 3226 |  |  | 1 | 0 | 1 | 2688 |  |  | 1 | 0 | 1 | 3343 |  |  | 1 | 0 | 1 | 2705 |  |  | 1 | 0 | 1 | 2546 |  |  | 1 | 0 | 1 | FALSE | GEN1 | removeChar | GEN1 | removeChar |  |  | TRUE |  | ST | ST |  | Wood/Wood Waste Biomass | WDS | OP | TRUE | FALSE | TRUE | 0 |  |  |  | TRUE | FALSE | FALSE |  | 1 | FALSE | FALSE | 0 | 1 |  | 0 | 12 | 0 | 12 | 0 | 0 | 35 | 2015 | 55090^GEN1 | 55090^GEN1 | 55090^GEN1 | 55090^NA | FALSE
EIA_associationTable |  | 2015
| Utility.ID | Utility.Name | Plant.Code | Plant.Name | Boiler.ID | Generator.ID | Steam.Plant.Type
generator.data.860 |  | 2015
| Utility.ID | Utility.Name | Plant.Code | Plant.Name | State | County | Generator.ID | Technology | Prime.Mover | Unit.Code | Ownership | Duct.Burners | Can.Bypass.Heat.Recovery.Steam.Generator. | RTO.ISO.LMP.Node.Designation | RTO.ISO.Location.Designation.for.Reporting.Wholesale.Sales.Data.to.FERC | Nameplate.Capacity..MW. | Nameplate.Power.Factor | Summer.Capacity..MW. | Winter.Capacity..MW. | Minimum.Load..MW. | Uprate.or.Derate.Completed.During.Year | Month.Uprate.or.Derate.Completed | Year.Uprate.or.Derate.Completed | Status | Synchronized.to.Transmission.Grid | Operating.Month | Operating.Year | Planned.Retirement.Month | Planned.Retirement.Year | Associated.with.Combined.Heat.and.Power.System | Sector.Name | Sector | Topping.or.Bottoming | Energy.Source.1 | Energy.Source.2 | Energy.Source.3 | Energy.Source.4 | Energy.Source.5 | Energy.Source.6 | Startup.Source.1 | Startup.Source.2 | Startup.Source.3 | Startup.Source.4 | Solid.Fuel.Gasification.System. | Carbon.Capture.Technology. | Turbines..Inverters..or.Hydrokinetic.Buoys | Time.from.Cold.Shutdown.to.Full.Load | Fluidized.Bed.Technology. | Pulverized.Coal.Technology. | Stoker.Technology. | Other.Combustion.Technology. | Subcritical.Technology. | Supercritical.Technology. | Ultrasupercritical.Technology. | Planned.Net.Summer.Capacity.Uprate..MW. | Planned.Net.Winter.Capacity.Uprate..MW. | Planned.Uprate.Month | Planned.Uprate.Year | Planned.Net.Summer.Capacity.Derate..MW. | Planned.Net.Winter.Capacity.Derate..MW. | Planned.Derate.Month | Planned.Derate.Year | Planned.New.Prime.Mover | Planned.Energy.Source.1 | Planned.New.Nameplate.Capacity..MW. | Planned.Repower.Month | Planned.Repower.Year | Other.Planned.Modifications. | Other.Modifications.Month | Other.Modifications.Year | Cofire.Fuels. | Switch.Between.Oil.and.Natural.Gas.
| 54900 | Stimson Lumber Company | 55090 | Plummer Cogen | ID | Benewah | GEN1 | Wood/Wood Waste Biomass | ST |  | S | X | X |  |  | 6.2 | 0.8 | 5.8 | 5.8 | 1.5 | N |  |  | OP | X | 12 | 1982 |  |  | Y | IPP CHP | 3 | T | WDS | [5 empty] | WDS |  |  |  | N | N |  | OVER | [23 empty] | N | N
retiredGenerators.860 |  | 2015
| Utility.ID | Utility.Name | Plant.Code | Plant.Name | State | County | Generator.ID | Technology | Prime.Mover | Unit.Code | Ownership | Duct.Burners | Can.Bypass.Heat.Recovery.Steam.Generator. | RTO.ISO.LMP.Node.Designation | RTO.ISO.Location.Designation.for.Reporting.Wholesale.Sales.Data.to.FERC | Nameplate.Capacity..MW. | Nameplate.Power.Factor | Summer.Capacity..MW. | Winter.Capacity..MW. | Minimum.Load..MW. | Uprate.or.Derate.Completed.During.Year | Month.Uprate.or.Derate.Completed | Year.Uprate.or.Derate.Completed | Status | Synchronized.to.Transmission.Grid | Operating.Month | Operating.Year | Retirement.Month | Retirement.Year | Associated.with.Combined.Heat.and.Power.System | Sector.Name | Sector | Topping.or.Bottoming | Energy.Source.1 | Energy.Source.2 | Energy.Source.3 | Energy.Source.4 | Energy.Source.5 | Energy.Source.6 | Startup.Source.1 | Startup.Source.2 | Startup.Source.3 | Startup.Source.4 | Solid.Fuel.Gasification.System. | Carbon.Capture.Technology. | Turbines..Inverters..or.Hydrokinetic.Buoys | Time.from.Cold.Shutdown.to.Full.Load | Fluidized.Bed.Technology. | Pulverized.Coal.Technology. | Stoker.Technology. | Other.Combustion.Technology. | Subcritical.Technology. | Supercritical.Technology. | Ultrasupercritical.Technology. | Cofire.Fuels. | Switch.Between.Oil.and.Natural.Gas.
Boiler_InfoDesign_Parameters.860 |  | 2015
| Utility.ID | Utility.Name | Plant.Code | Plant.Name | State | Boiler.ID | Boiler.Status | Type.of.Boiler | Inservice.Month | Inservice.Year | Retirement.Month | Retirement.Year | Firing.Type.1 | Firing.Type.2 | Firing.Type.3 | Max.Steam.Flow..Thousand.Pounds.per.Hour. | Firing.Rate.Using.Coal..0.1.Tons.per.Hour. | Firing.Rate.Using.Petroleum..0.1.Barrels.per.Hour. | Firing.Rate.Using.Gas..0.1.MCF.per.Hour. | Firing.Rate.Using.Other.Fuels | Waste.Heat.Input..Million.BTU.per.Hour. | Primary.Fuel.1 | Primary.Fuel.2 | Primary.Fuel.3 | Primary.Fuel.4 | Turndown.Ratio | Efficiency.100..Load | Efficiency.50..Load | Air.Flow.100..Load..Cubic.Feet.per.Minute. | Wet.Dry.Bottom | Fly.Ash.Reinjection | Steam.Plant.Type | missingData
boilerFuelData_923 |  | 2015
| Plant.Code | Combined.Heat.And..Power.Plant | Plant.Name | Operator.Name | Operator.Id | Plant.State | Census.Region | NERC.Region | NAICS.Code | Sector.Number | Sector.Name | Boiler.ID | Reported.Prime.Mover | Reported.Fuel.Type.Code | Physical.Unit.Label | Quantity.Of.Fuel.Consumed.January | Quantity.Of.Fuel.Consumed.February | Quantity.Of.Fuel.Consumed.March | Quantity.Of.Fuel.Consumed.April | Quantity.Of.Fuel.Consumed.May | Quantity.Of.Fuel.Consumed.June | Quantity.Of.Fuel.Consumed.July | Quantity.Of.Fuel.Consumed.August | Quantity.Of.Fuel.Consumed.September | Quantity.Of.Fuel.Consumed.October | Quantity.Of.Fuel.Consumed.November | Quantity.Of.Fuel.Consumed.December | MMbtu.Per.Unit.January | MMbtu.Per.Unit.February | MMbtu.Per.Unit.March | MMbtu.Per.Unit.April | MMbtu.Per.Unit.May | MMbtu.Per.Unit.June | MMbtu.Per.Unit.July | MMbtu.Per.Unit.August | MMbtu.Per.Unit.September | MMbtu.Per.Unit.October | MMbtu.Per.Unit.November | MMbtu.Per.Unit.December | Sulfur.Content.January | Sulfur.Content.February | Sulfur.Content.March | Sulfur.Content.April | Sulfur.Content.May | Sulfur.Content.June | Sulfur.Content.July | Sulfur.Content.August | Sulfur.Content.September | Sulfur.Content.October | Sulfur.Content.November | Sulfur.Content.December | Ash.Content.January | Ash.Content.February | Ash.Content.March | Ash.Content.April | Ash.Content.May | Ash.Content.June | Ash.Content.July | Ash.Content.August | Ash.Content.September | Ash.Content.October | Ash.Content.November | Ash.Content.December | Total.Fuel.Consumption.Quantity | YEAR | missingData
| 55090 | Y | Plummer Cogen | Stimson Lumber Company | 54900 | ID | MTN | WECC | 22 | 3 | NAICS-22 Cogen |  | ST | WDS | short tons | 2326 | 3597 | 4181 | 4817 | 2797 | 3527 | 2920 | 3300 | 3162 | 3300 | 2807 | 2973 | 16 | 16 | 16 | 16 | 16 | 16 | 16 | 16 | 16 | 16 | 16 | 16 | 0 | 0 | 0 | 0 | 0 | 0 | 0 | 0 | 0 | 0 | 0 | 0 | 0 | 0 | 0 | 0 | 0 | 0 | 0 | 0 | 0 | 0 | 0 | 0 | 39707 | 2015 | 1
generation.data.923 |  | 2015
| Plant.Code | Combined.Heat.And.Power.Plant | Plant.Name | Operator.Name | Operator.Id | Plant.State | Census.Region | NERC.Region | NAICS.Code | Sector.Number | Sector.Name | Generator.ID | Reported.Prime.Mover | Net.Generation.January | Net.Generation.February | Net.Generation.March | Net.Generation.April | Net.Generation.May | Net.Generation.June | Net.Generation.July | Net.Generation.August | Net.Generation.September | Net.Generation.October | Net.Generation.November | Net.Generation.December | Net.Generation.Year.To.Date | YEAR | missingData
| 55090 | Y | Plummer Cogen | Stimson Lumber Company | 54900 | ID | MTN | WECC | 22 | 3 | NAICS-22 Cogen | GEN1 | ST | 2114 | 1643 | 2067 | 2133 | 2838 | 1131 | 2978 | 3226 | 2688 | 3343 | 2705 | 2546 | 29412 | 2015 | 0
page1GenFuelData.923 |  | 2015
| Plant.Code | Combined.Heat.And.Power.Plant | Nuclear.Unit.Id | Plant.Name | Operator.Name | Operator.Id | Plant.State | Census.Region | NERC.Region | Reserved | NAICS.Code | EIA.Sector.Number | Sector.Name | Reported.Prime.Mover | Reported.Fuel.Type.Code | AER.Fuel.Type.Code | Reserved.1 | Reserved.2 | Physical.Unit.Label | Quantity.January | Quantity.February | Quantity.March | Quantity.April | Quantity.May | Quantity.June | Quantity.July | Quantity.August | Quantity.September | Quantity.October | Quantity.November | Quantity.December | Elec_Quantity.January | Elec_Quantity.February | Elec_Quantity.March | Elec_Quantity.April | Elec_Quantity.May | Elec_Quantity.June | Elec_Quantity.July | Elec_Quantity.August | Elec_Quantity.September | Elec_Quantity.October | Elec_Quantity.November | Elec_Quantity.December | MMBtuPer_Unit.January | MMBtuPer_Unit.February | MMBtuPer_Unit.March | MMBtuPer_Unit.April | MMBtuPer_Unit.May | MMBtuPer_Unit.June | MMBtuPer_Unit.July | MMBtuPer_Unit.August | MMBtuPer_Unit.September | MMBtuPer_Unit.October | MMBtuPer_Unit.November | MMBtuPer_Unit.December | Tot_MMBtu.January | Tot_MMBtu.February | Tot_MMBtu.March | Tot_MMBtu.April | Tot_MMBtu.May | Tot_MMBtu.June | Tot_MMBtu.July | Tot_MMBtu.August | Tot_MMBtu.September | Tot_MMBtu.October | Tot_MMBtu.November | Tot_MMBtu.December | Elec_MMBtu.January | Elec_MMBtu.February | Elec_MMBtu.March | Elec_MMBtu.April | Elec_MMBtu.May | Elec_MMBtu.June | Elec_MMBtu.July | Elec_MMBtu.August | Elec_MMBtu.September | Elec_MMBtu.October | Elec_MMBtu.November | Elec_MMBtu.December | Netgen.January | Netgen.February | Netgen.March | Netgen.April | Netgen.May | Netgen.June | Netgen.July | Netgen.August | Netgen.September | Netgen.October | Netgen.November | Netgen.December | Total.Fuel.Consumption.Quantity | Electric.Fuel.Consumption.Quantity | Total.Fuel.Consumption.MMBtu | Elec.Fuel.Consumption.MMBtu | Net.Generation..Megawatthours. | YEAR | missingData
| 55090 | Y | . | Plummer Cogen | Stimson Lumber Company | 54900 | ID | MTN | WECC |  | 22 | 3 | NAICS-22 Cogen | ST | WDS | WWW |  |  | short tons | 2326 | 3597 | 4181 | 4817 | 2797 | 3527 | 2920 | 3300 | 3162 | 3300 | 2807 | 2973 | 1328 | 1032 | 1298 | 1340 | 1783 | 710 | 1870 | 2026 | 1688 | 2100 | 1699 | 1599 | 16 | 16 | 16 | 16 | 16 | 16 | 16 | 16 | 16 | 16 | 16 | 16 | 37216 | 57552 | 66896 | 77072 | 44752 | 56432 | 46720 | 52800 | 50592 | 52800 | 44912 | 47568 | 21244 | 16511 | 20772 | 21435 | 28520 | 11366 | 29926 | 32419 | 27012 | 33594 | 27183 | 25585 | 2114 | 1643 | 2067 | 2133 | 2838 | 1131 | 2978 | 3226 | 2688 | 3343 | 2705 | 2546 | 39707 | 18473 | 635312 | 295567 | 29412 | 2015 | 0
FuelHeatByLine |  | 2015
| Plant.Code | Boiler.ID | bogen | Reported.Prime.Mover_bf.923 | Reported.Fuel.Type.Code | Fuel.Heat.January | Fuel.Heat.February | Fuel.Heat.March | Fuel.Heat.April | Fuel.Heat.May | Fuel.Heat.June | Fuel.Heat.July | Fuel.Heat.August | Fuel.Heat.September | Fuel.Heat.October | Fuel.Heat.November | Fuel.Heat.December | YEAR
NetGenByLine |  | 2015
| Plant.Code | Generator.ID | bogen | Reported.Prime.Mover | Net.Generation.Year.To.Date | Net.Generation.January | Net.Generation.February | Net.Generation.March | Net.Generation.April | Net.Generation.May | Net.Generation.June | Net.Generation.July | Net.Generation.August | Net.Generation.September | Net.Generation.October | Net.Generation.November | Net.Generation.December | YEAR
| 55090 | GEN1 | 55090^1 | ST | 29412 | 2114 | 1643 | 2067 | 2133 | 2838 | 1131 | 2978 | 3226 | 2688 | 3343 | 2705 | 2546 | 2015
FuelHeatByBoilerID |  | 2015
| Plant.Code | Boiler.ID | bogen | Reported.Prime.Mover_bf.923 | flagFuelHeat | Boiler.ID.Total.Fuel.Heat.January | Boiler.ID.Total.Fuel.Heat.February | Boiler.ID.Total.Fuel.Heat.March | Boiler.ID.Total.Fuel.Heat.April | Boiler.ID.Total.Fuel.Heat.May | Boiler.ID.Total.Fuel.Heat.June | Boiler.ID.Total.Fuel.Heat.July | Boiler.ID.Total.Fuel.Heat.August | Boiler.ID.Total.Fuel.Heat.September | Boiler.ID.Total.Fuel.Heat.October | Boiler.ID.Total.Fuel.Heat.November | Boiler.ID.Total.Fuel.Heat.December | YEAR
NetGenByGeneratorID |  | 2015
| Plant.Code | Generator.ID | bogen | Reported.Prime.Mover_923 | Net.Generation.mwh | Generator.ID.Total.Net.Generation.January | Generator.ID.Total.Net.Generation.February | Generator.ID.Total.Net.Generation.March | Generator.ID.Total.Net.Generation.April | Generator.ID.Total.Net.Generation.May | Generator.ID.Total.Net.Generation.June | Generator.ID.Total.Net.Generation.July | Generator.ID.Total.Net.Generation.August | Generator.ID.Total.Net.Generation.September | Generator.ID.Total.Net.Generation.October | Generator.ID.Total.Net.Generation.November | Generator.ID.Total.Net.Generation.December | YEAR
| 55090 | GEN1 | 55090^1 | ST | 29412 | 2114 | 1643 | 2067 | 2133 | 2838 | 1131 | 2978 | 3226 | 2688 | 3343 | 2705 | 2546 | 2015
FuelHeatByBogen |  | 2015
| Plant.Code | blankCol | bogen | Reported.Prime.Mover_bf.923 | flagFuelHeat | Bogen.Total.Fuel.Heat.January | Bogen.Total.Fuel.Heat.February | Bogen.Total.Fuel.Heat.March | Bogen.Total.Fuel.Heat.April | Bogen.Total.Fuel.Heat.May | Bogen.Total.Fuel.Heat.June | Bogen.Total.Fuel.Heat.July | Bogen.Total.Fuel.Heat.August | Bogen.Total.Fuel.Heat.September | Bogen.Total.Fuel.Heat.October | Bogen.Total.Fuel.Heat.November | Bogen.Total.Fuel.Heat.December | YEAR
| 55090 |  | 55090^1 |  |  | 0 | 0 | 0 | 0 | 0 | 0 | 0 | 0 | 0 | 0 | 0 | 0 | 2015
NetGenByBogen |  | 2015
| Plant.Code | blankCol | bogen | Reported.Prime.Mover_923 | Net.Generation.mwh | Bogen.Total.Net.Generation.January | Bogen.Total.Net.Generation.February | Bogen.Total.Net.Generation.March | Bogen.Total.Net.Generation.April | Bogen.Total.Net.Generation.May | Bogen.Total.Net.Generation.June | Bogen.Total.Net.Generation.July | Bogen.Total.Net.Generation.August | Bogen.Total.Net.Generation.September | Bogen.Total.Net.Generation.October | Bogen.Total.Net.Generation.November | Bogen.Total.Net.Generation.December | YEAR
| 55090 |  | 55090^1 | ST | 29412 | 2114 | 1643 | 2067 | 2133 | 2838 | 1131 | 2978 | 3226 | 2688 | 3343 | 2705 | 2546 | 2015
ThermalEfficiencyByBogen |  | 2015
| Plant.Code | blankCol | bogen | Reported.Prime.Mover_923 | Net.Generation.mwh | ThermalEfficiency.January | ThermalEfficiency.February | ThermalEfficiency.March | ThermalEfficiency.April | ThermalEfficiency.May | ThermalEfficiency.June | ThermalEfficiency.July | ThermalEfficiency.August | ThermalEfficiency.September | ThermalEfficiency.October | ThermalEfficiency.November | ThermalEfficiency.December | YEAR
| 55090 |  | 55090^1 | ST | 29412 | 9999 | 9999 | 9999 | 9999 | 9999 | 9999 | 9999 | 9999 | 9999 | 9999 | 9999 | 9999 | 2015

## 55217
2015 | Plant.Code | orig_sheet3_key | auto_sheet3_flags | auto_sheet3_key | orig_sheet4_key | auto_sheet4_flags | auto_sheet4_key | EIA_associationTable | generator.data.860 | retiredGenerators.860 | Boiler_InfoDesign_Parameters.860 | boilerFuelData_923 | generation.data.923 | page1GenFuelData.923 | FuelHeatByLine | NetGenByLine | FuelHeatByBoilerID | NetGenByGeneratorID | FuelHeatByBogen | NetGenByBogen | ThermalEfficiencyByBogen
#Rows | 55217 | 4 | 4 | 4 | 3 | 3 | 3 | 2 | 3 | 0 | 2 | 4 | 3 | 2 | 4 | 3 | 4 | 3 | 2 | 3 | 3
orig_sheet3_key |  | 2015
| plant_bo | bogen | Plant.Code
| 55217^CTG1 | 55217^1 | 55217
| 55217^CTG2 | 55217^1 | 55217
| 55217^HRSG1 | 55217^1 | 55217
| 55217^HRSG2 | 55217^1 | 55217
auto_sheet3_flags |  | 2015
| Plant.Code | plant_bo | bogen | missing.from.923 | unmapped_but_in_923 | unmapped | Orphan.Boiler | Boiler.Status | Boiler.ID.NotIn.Assoc | missingPlant.assoc | missingPlant.boilerDesignData.860 | missingPlant.generation.data.923 | missingPlant.boilerFuelData.923 | flag.CACT.missingPair | missing.bf.923 | flag.ST.missing.bf.923 | flag.ST.missing.bf.923.unmapped | flag_RPM | flag_floatingGen | flag_BoilerRetired | flag_Boiler.Status | flag_923bogenCTonly | flagFuelHeat | flag_STassoc_CT_CS_CA | flag_CSassociation | flagFH_no_NG_January | flagNG_no_FH_January | flagFuelHeat_January | flagFH_no_NG_February | flagNG_no_FH_February | flagFuelHeat_February | flagFH_no_NG_March | flagNG_no_FH_March | flagFuelHeat_March | flagFH_no_NG_April | flagNG_no_FH_April | flagFuelHeat_April | flagFH_no_NG_May | flagNG_no_FH_May | flagFuelHeat_May | flagFH_no_NG_June | flagNG_no_FH_June | flagFuelHeat_June | flagFH_no_NG_July | flagNG_no_FH_July | flagFuelHeat_July | flagFH_no_NG_August | flagNG_no_FH_August | flagFuelHeat_August | flagFH_no_NG_September | flagNG_no_FH_September | flagFuelHeat_September | flagFH_no_NG_October | flagNG_no_FH_October | flagFuelHeat_October | flagFH_no_NG_November | flagNG_no_FH_November | flagFuelHeat_November | flagFH_no_NG_December | flagNG_no_FH_December | flagFuelHeat_December | flag_ManualPlant | flag_MisMatch
| 55217 | 55217^CTG1 | 55217^1 | 0 | 0 | 0 | 0 | 0 | 1 | 0 | 0 | 0 | 0 | 0 | 0 | 0 | 0 | 0 | 0 | 0 | 0 | 0 | 0 | 0 | 0 | 0 | 0 | 0 | 0 | 1 | 0 | 0 | 0 | 0 | 0 | 0 | 0 | 0 | 0 | 0 | 0 | 0 | 0 | 0 | 0 | 0 | 0 | 0 | 0 | 0 | 0 | 0 | 0 | 0 | 0 | 0 | 0 | 0 | 0 | 0 | 0 | 1 | 1
| 55217 | 55217^CTG2 | 55217^1 | 0 | 0 | 0 | 0 | 0 | 1 | 0 | 0 | 0 | 0 | 0 | 0 | 0 | 0 | 0 | 0 | 0 | 0 | 0 | 0 | 0 | 0 | 0 | 0 | 0 | 0 | 1 | 0 | 0 | 0 | 0 | 0 | 0 | 0 | 0 | 0 | 0 | 0 | 0 | 0 | 0 | 0 | 0 | 0 | 0 | 0 | 0 | 0 | 0 | 0 | 0 | 0 | 0 | 0 | 0 | 0 | 0 | 0 | 1 | 1
| 55217 | 55217^HRSG1 | 55217^1 | 0 | 0 | 0 | 0 | 0 | 0 | 0 | 0 | 0 | 0 | 0 | 0 | 0 | 0 | 0 | 0 | 0 | 0 | 0 | 0 | 0 | 0 | 0 | 0 | 0 | 0 | 1 | 0 | 0 | 0 | 0 | 0 | 0 | 0 | 0 | 0 | 0 | 0 | 0 | 0 | 0 | 0 | 0 | 0 | 0 | 0 | 0 | 0 | 0 | 0 | 0 | 0 | 0 | 0 | 0 | 0 | 0 | 0 | 1 | 1
| 55217 | 55217^HRSG2 | 55217^1 | 0 | 0 | 0 | 0 | 0 | 0 | 0 | 0 | 0 | 0 | 0 | 0 | 0 | 0 | 0 | 0 | 0 | 0 | 0 | 0 | 0 | 0 | 0 | 0 | 0 | 0 | 1 | 0 | 0 | 0 | 0 | 0 | 0 | 0 | 0 | 0 | 0 | 0 | 0 | 0 | 0 | 0 | 0 | 0 | 0 | 0 | 0 | 0 | 0 | 0 | 0 | 0 | 0 | 0 | 0 | 0 | 0 | 0 | 1 | 1
auto_sheet3_key |  | 2015
manualEdit | Plant.Code | bogen | Boiler.ID | Unit.Code | bga.source | Boiler.ID.Total.Fuel.Heat.January | PlantLine.Total.Fuel.Heat.January | flagNG_no_FH_January | flagFH_no_NG_January | flagFuelHeat_January | Boiler.ID.Total.Fuel.Heat.February | PlantLine.Total.Fuel.Heat.February | flagNG_no_FH_February | flagFH_no_NG_February | flagFuelHeat_February | Boiler.ID.Total.Fuel.Heat.March | PlantLine.Total.Fuel.Heat.March | flagNG_no_FH_March | flagFH_no_NG_March | flagFuelHeat_March | Boiler.ID.Total.Fuel.Heat.April | PlantLine.Total.Fuel.Heat.April | flagNG_no_FH_April | flagFH_no_NG_April | flagFuelHeat_April | Boiler.ID.Total.Fuel.Heat.May | PlantLine.Total.Fuel.Heat.May | flagNG_no_FH_May | flagFH_no_NG_May | flagFuelHeat_May | Boiler.ID.Total.Fuel.Heat.June | PlantLine.Total.Fuel.Heat.June | flagNG_no_FH_June | flagFH_no_NG_June | flagFuelHeat_June | Boiler.ID.Total.Fuel.Heat.July | PlantLine.Total.Fuel.Heat.July | flagNG_no_FH_July | flagFH_no_NG_July | flagFuelHeat_July | Boiler.ID.Total.Fuel.Heat.August | PlantLine.Total.Fuel.Heat.August | flagNG_no_FH_August | flagFH_no_NG_August | flagFuelHeat_August | Boiler.ID.Total.Fuel.Heat.September | PlantLine.Total.Fuel.Heat.September | flagNG_no_FH_September | flagFH_no_NG_September | flagFuelHeat_September | Boiler.ID.Total.Fuel.Heat.October | PlantLine.Total.Fuel.Heat.October | flagNG_no_FH_October | flagFH_no_NG_October | flagFuelHeat_October | Boiler.ID.Total.Fuel.Heat.November | PlantLine.Total.Fuel.Heat.November | flagNG_no_FH_November | flagFH_no_NG_November | flagFuelHeat_November | Boiler.ID.Total.Fuel.Heat.December | PlantLine.Total.Fuel.Heat.December | flagNG_no_FH_December | flagFH_no_NG_December | flagFuelHeat_December | missing.from.923 | flagBoiler.ID_assoc | orig_Boiler.ID_assoc | orig_Boiler.ID_bf.923 | flagBoiler.ID_bf.923 | missing.bf.923 | Reported.Prime.Mover_bf.923 | Reported.Prime.Mover_923 | Reported.Prime.Mover_860 | Reported.Fuel.Type.Code | Technology | Energy.Source.1 | unmapped_but_in_923 | unmapped | Orphan.Boiler | Boiler.Status | Boiler.Retirement.Year | Boiler.Retirement.Month | flag_BoilerRetired | flag_Boiler.Status | Boiler.ID.NotIn.Assoc | missingPlant.assoc | missingPlant.boilerDesignData.860 | missingPlant.generation.data.923 | missingPlant.boilerFuelData.923 | Reported.Prime.Mover_page1 | flag.ST.missing.bf.923 | flag.CACT.missingPair | flag_923bogenCTonly | flag.NGCC.badFuel | flag.ST.missing.bf.923.unmapped | flag_RPM | flag_floatingGen | flagFuelHeat | flag_STassoc_CT_CS_CA | flag_CSassociation | countFlags | YEAR | plant_bo | plant_bo_bf.923 | plant_bo_assoc
0 | 55217 | 55217^1 | CTG1 | CC1 | string_assn | 1275028.801 |  | 0 | 0 | 0 | 0 |  | 1 | 0 | 0 | 0 |  | 0 | 0 | 0 | 535701.756 |  | 0 | 0 | 0 | 1223282.32 |  | 0 | 0 | 0 | 1048313.808 |  | 0 | 0 | 0 | 1064215.491 |  | 0 | 0 | 0 | 1193310.202 |  | 0 | 0 | 0 | 1182664.08 |  | 0 | 0 | 0 | 1254156.234 |  | 0 | 0 | 0 | 983988.72 |  | 0 | 0 | 0 | 960592.188 |  | 0 | 0 | 0 | FALSE |  |  | CTG1 | removeChar | FALSE | CT | CT | CT | NG | Natural Gas Fired Combined Cycle | NG | FALSE | FALSE | FALSE |  |  |  |  | 0 | 1 | FALSE | FALSE | FALSE | FALSE |  | 0 | FALSE | FALSE | 0 | 0 |  | 0 | 0 | 0 | 0 | 4 | 2015 | 55217^CTG1 | 55217^CTG1 | 55217^NA
0 | 55217 | 55217^1 | CTG2 | CC1 | string_assn | 1232486.762 |  | 0 | 0 | 0 | 0 |  | 1 | 0 | 0 | 0 |  | 0 | 0 | 0 | 623815.646 |  | 0 | 0 | 0 | 1227231.2 |  | 0 | 0 | 0 | 857349.504 |  | 0 | 0 | 0 | 692706.495 |  | 0 | 0 | 0 | 563940.108 |  | 0 | 0 | 0 | 713974.56 |  | 0 | 0 | 0 | 976605.414 |  | 0 | 0 | 0 | 620460.88 |  | 0 | 0 | 0 | 799285.95 |  | 0 | 0 | 0 | FALSE |  |  | CTG2 | removeChar | FALSE | CT | CT | CT | NG | Natural Gas Fired Combined Cycle | NG | FALSE | FALSE | FALSE |  |  |  |  | 0 | 1 | FALSE | FALSE | FALSE | FALSE |  | 0 | FALSE | FALSE | 0 | 0 |  | 0 | 0 | 0 | 0 | 4 | 2015 | 55217^CTG2 | 55217^CTG2 | 55217^NA
0 | 55217 | 55217^1 | HRSG1 | CC1 | unit_connection | 3722.932 |  | 0 | 0 | 0 | 0 |  | 1 | 0 | 0 | 0 |  | 0 | 0 | 0 | 7044.341 |  | 0 | 0 | 0 | 8863.92 |  | 0 | 0 | 0 | 50281.128 |  | 0 | 0 | 0 | 71278.517 |  | 0 | 0 | 0 | 95655.535 |  | 0 | 0 | 0 | 75398.96 |  | 0 | 0 | 0 | 71104.038 |  | 0 | 0 | 0 | 66487.2 |  | 0 | 0 | 0 | 58584.72 |  | 0 | 0 | 0 | FALSE | removeChar | HRSG1 | HRSG1 | removeChar | FALSE | CA | CT | CT | NG | Natural Gas Fired Combined Cycle | NG | FALSE | FALSE | FALSE | OP | 2031 | 8 | 0 | 0 | 0 | FALSE | FALSE | FALSE | FALSE |  | 0 | FALSE | FALSE | 0 | 0 |  | 0 | 0 | 0 | 0 | 4 | 2015 | 55217^HRSG1 | 55217^HRSG1 | 55217^HRSG1
0 | 55217 | 55217^1 | HRSG2 | CC1 | unit_connection | 0 |  | 0 | 0 | 0 | 0 |  | 1 | 0 | 0 | 0 |  | 0 | 0 | 0 | 6861.829 |  | 0 | 0 | 0 | 11568.96 |  | 0 | 0 | 0 | 25755.48 |  | 0 | 0 | 0 | 22723.969 |  | 0 | 0 | 0 | 11902.784 |  | 0 | 0 | 0 | 25741.04 |  | 0 | 0 | 0 | 57959.844 |  | 0 | 0 | 0 | 25045.28 |  | 0 | 0 | 0 | 39071.358 |  | 0 | 0 | 0 | FALSE | removeChar | HRSG2 | HRSG2 | removeChar | FALSE | CA | CT | CT | NG | Natural Gas Fired Combined Cycle | NG | FALSE | FALSE | FALSE | OP | 2031 | 8 | 0 | 0 | 0 | FALSE | FALSE | FALSE | FALSE |  | 0 | FALSE | FALSE | 0 | 0 |  | 0 | 0 | 0 | 0 | 4 | 2015 | 55217^HRSG2 | 55217^HRSG2 | 55217^HRSG2
orig_sheet4_key |  | 2015
| plant_gen | bogen | Plant.Code
| 55217^CTG1 | 55217^1 | 55217
| 55217^CTG2 | 55217^1 | 55217
| 55217^STG3 | 55217^1 | 55217
auto_sheet4_flags |  | 2015
| Plant.Code | plant_gen | bogen | missing.from.923 | Generator.Status | Orphan.Generator | unmapped_but_in_923 | unmapped | missingPlant.assoc | missingPlant.generator.data.860 | missingPlant.generation.data.923 | flag.CACT.missingPair | missing.bf.923 | missing.generation.data | flag.ST.missing.bf.923 | flag.ST.missing.bf.923.unmapped | flag_RPM | flag_floatingGen | flag_GeneratorRetired | flag_Generator.Status | flag_923bogenCTonly | flagFuelHeat | flag_STassoc_CT_CS_CA | flag_CSassociation | flagNetGenWithoutFuelHeat | flagFuelHeatWithoutNetGen | flagFH_no_NG_January | flagNG_no_FH_January | flagFuelHeat_January | flagFH_no_NG_February | flagNG_no_FH_February | flagFuelHeat_February | flagFH_no_NG_March | flagNG_no_FH_March | flagFuelHeat_March | flagFH_no_NG_April | flagNG_no_FH_April | flagFuelHeat_April | flagFH_no_NG_May | flagNG_no_FH_May | flagFuelHeat_May | flagFH_no_NG_June | flagNG_no_FH_June | flagFuelHeat_June | flagFH_no_NG_July | flagNG_no_FH_July | flagFuelHeat_July | flagFH_no_NG_August | flagNG_no_FH_August | flagFuelHeat_August | flagFH_no_NG_September | flagNG_no_FH_September | flagFuelHeat_September | flagFH_no_NG_October | flagNG_no_FH_October | flagFuelHeat_October | flagFH_no_NG_November | flagNG_no_FH_November | flagFuelHeat_November | flagFH_no_NG_December | flagNG_no_FH_December | flagFuelHeat_December | flag_ManualPlant | flag_MisMatch
| 55217 | 55217^CTG1 | 55217^1 | 0 | 0 | 0 | 0 | 0 | 0 | 0 | 0 | 0 | 0 | 0 | 0 | 0 | 0 | 0 | 0 | 0 | 0 | 0 | 0 | 0 | 1 | 0 | 0 | 0 | 0 | 0 | 1 | 0 | 0 | 0 | 0 | 0 | 0 | 0 | 0 | 0 | 0 | 0 | 0 | 0 | 0 | 0 | 0 | 0 | 0 | 0 | 0 | 0 | 0 | 0 | 0 | 0 | 0 | 0 | 0 | 0 | 0 | 0 | 1 | 1
| 55217 | 55217^CTG2 | 55217^1 | 0 | 0 | 0 | 0 | 0 | 0 | 0 | 0 | 0 | 0 | 0 | 0 | 0 | 0 | 0 | 0 | 0 | 0 | 0 | 0 | 0 | 1 | 0 | 0 | 0 | 0 | 0 | 1 | 0 | 0 | 0 | 0 | 0 | 0 | 0 | 0 | 0 | 0 | 0 | 0 | 0 | 0 | 0 | 0 | 0 | 0 | 0 | 0 | 0 | 0 | 0 | 0 | 0 | 0 | 0 | 0 | 0 | 0 | 0 | 1 | 1
| 55217 | 55217^STG3 | 55217^1 | 0 | 0 | 0 | 0 | 0 | 0 | 0 | 0 | 0 | 0 | 0 | 0 | 0 | 0 | 0 | 0 | 0 | 0 | 0 | 0 | 0 | 1 | 0 | 0 | 0 | 0 | 0 | 1 | 0 | 0 | 0 | 0 | 0 | 0 | 0 | 0 | 0 | 0 | 0 | 0 | 0 | 0 | 0 | 0 | 0 | 0 | 0 | 0 | 0 | 0 | 0 | 0 | 0 | 0 | 0 | 0 | 0 | 0 | 0 | 1 | 1
auto_sheet4_key |  | 2015
manualEdit | Plant.Code | Generator.ID | bogen | Unit.Code | bga.source | Net.Generation.mwh | Generator.ID.Total.Net.Generation.January | PlantLine.Total.Fuel.Heat.January | PlantLine.Total.Net.Generation.January | flagNG_no_FH_January | flagFH_no_NG_January | flagFuelHeat_January | Generator.ID.Total.Net.Generation.February | PlantLine.Total.Fuel.Heat.February | PlantLine.Total.Net.Generation.February | flagNG_no_FH_February | flagFH_no_NG_February | flagFuelHeat_February | Generator.ID.Total.Net.Generation.March | PlantLine.Total.Fuel.Heat.March | PlantLine.Total.Net.Generation.March | flagNG_no_FH_March | flagFH_no_NG_March | flagFuelHeat_March | Generator.ID.Total.Net.Generation.April | PlantLine.Total.Fuel.Heat.April | PlantLine.Total.Net.Generation.April | flagNG_no_FH_April | flagFH_no_NG_April | flagFuelHeat_April | Generator.ID.Total.Net.Generation.May | PlantLine.Total.Fuel.Heat.May | PlantLine.Total.Net.Generation.May | flagNG_no_FH_May | flagFH_no_NG_May | flagFuelHeat_May | Generator.ID.Total.Net.Generation.June | PlantLine.Total.Fuel.Heat.June | PlantLine.Total.Net.Generation.June | flagNG_no_FH_June | flagFH_no_NG_June | flagFuelHeat_June | Generator.ID.Total.Net.Generation.July | PlantLine.Total.Fuel.Heat.July | PlantLine.Total.Net.Generation.July | flagNG_no_FH_July | flagFH_no_NG_July | flagFuelHeat_July | Generator.ID.Total.Net.Generation.August | PlantLine.Total.Fuel.Heat.August | PlantLine.Total.Net.Generation.August | flagNG_no_FH_August | flagFH_no_NG_August | flagFuelHeat_August | Generator.ID.Total.Net.Generation.September | PlantLine.Total.Fuel.Heat.September | PlantLine.Total.Net.Generation.September | flagNG_no_FH_September | flagFH_no_NG_September | flagFuelHeat_September | Generator.ID.Total.Net.Generation.October | PlantLine.Total.Fuel.Heat.October | PlantLine.Total.Net.Generation.October | flagNG_no_FH_October | flagFH_no_NG_October | flagFuelHeat_October | Generator.ID.Total.Net.Generation.November | PlantLine.Total.Fuel.Heat.November | PlantLine.Total.Net.Generation.November | flagNG_no_FH_November | flagFH_no_NG_November | flagFuelHeat_November | Generator.ID.Total.Net.Generation.December | PlantLine.Total.Fuel.Heat.December | PlantLine.Total.Net.Generation.December | flagNG_no_FH_December | flagFH_no_NG_December | flagFuelHeat_December | missing.from.923 | orig_Generator.ID_923 | flagGenerator.ID_923 | orig_Generator.ID_860 | flagGenerator.ID_860 | flagGenerator.ID_assoc | orig_Generator.ID_assoc | missing.bf.923 | Reported.Prime.Mover_bf.923 | Reported.Prime.Mover_923 | Reported.Prime.Mover_860 | Reported.Fuel.Type.Code | Technology | Energy.Source.1 | Generator.Status | Orphan.Generator | unmapped_but_in_923 | unmapped | flag_Generator.Status | Generator.Retirement.Year | Generator.Retirement.Month | flag_GeneratorRetired | missingPlant.assoc | missingPlant.generator.data.860 | missingPlant.generation.data.923 | Reported.Prime.Mover_page1 | flag.ST.missing.bf.923 | flag.CACT.missingPair | flag_923bogenCTonly | flag.NGCC.badFuel | flag.ST.missing.bf.923.unmapped | flag_RPM | flag_floatingGen | flagNetGenWithoutFuelHeat | flagFuelHeatWithoutNetGen | flagFuelHeat | flag_STassoc_CT_CS_CA | flag_CSassociation | countFlags | YEAR | plant_gen | plant_gen.923 | plant_gen.860 | plant_gen_assoc | missing.generation.data
0 | 55217 | CTG1 | 55217^1 | CC1 | string_assn | 968702 | 116681 |  |  | 0 | 0 | 0 | 14 |  |  | 1 | 0 | 0 | 0 |  |  | 0 | 0 | 0 | 49208 |  |  | 0 | 0 | 0 | 110902 |  |  | 0 | 0 | 0 | 94781 |  |  | 0 | 0 | 0 | 94731 |  |  | 0 | 0 | 0 | 105487 |  |  | 0 | 0 | 0 | 105723 |  |  | 0 | 0 | 0 | 115041 |  |  | 0 | 0 | 0 | 87793 |  |  | 0 | 0 | 0 | 88341 |  |  | 0 | 0 | 0 | FALSE | CTG1 | removeChar | CTG1 | removeChar |  |  | FALSE | CT | CT | CT | NG | Natural Gas Fired Combined Cycle | NG | OP | FALSE | FALSE | FALSE | 0 |  |  |  | FALSE | FALSE | FALSE |  | 0 | FALSE | FALSE | 0 | 0 |  | 0 | 1 | 0 | 0 | 0 | 0 | 4 | 2015 | 55217^CTG1 | 55217^CTG1 | 55217^CTG1 | 55217^NA | FALSE
0 | 55217 | CTG2 | 55217^1 | CC1 | string_assn | 753772 | 113074 |  |  | 0 | 0 | 0 | 0 |  |  | 1 | 0 | 0 | 0 |  |  | 0 | 0 | 0 | 56192 |  |  | 0 | 0 | 0 | 110751 |  |  | 0 | 0 | 0 | 77854 |  |  | 0 | 0 | 0 | 62364 |  |  | 0 | 0 | 0 | 49986 |  |  | 0 | 0 | 0 | 64701 |  |  | 0 | 0 | 0 | 90703 |  |  | 0 | 0 | 0 | 55049 |  |  | 0 | 0 | 0 | 73098 |  |  | 0 | 0 | 0 | FALSE | CTG2 | removeChar | CTG2 | removeChar |  |  | FALSE | CT | CT | CT | NG | Natural Gas Fired Combined Cycle | NG | OP | FALSE | FALSE | FALSE | 0 |  |  |  | FALSE | FALSE | FALSE |  | 0 | FALSE | FALSE | 0 | 0 |  | 0 | 1 | 0 | 0 | 0 | 0 | 4 | 2015 | 55217^CTG2 | 55217^CTG2 | 55217^CTG2 | 55217^NA | FALSE
0 | 55217 | STG3 | 55217^1 | CC1 | eia860.org | 881093 | 110454 |  |  | 0 | 0 | 0 | 0 |  |  | 1 | 0 | 0 | 0 |  |  | 0 | 0 | 0 | 46472 |  |  | 0 | 0 | 0 | 111668 |  |  | 0 | 0 | 0 | 91952 |  |  | 0 | 0 | 0 | 84222 |  |  | 0 | 0 | 0 | 81655 |  |  | 0 | 0 | 0 | 92785 |  |  | 0 | 0 | 0 | 110747 |  |  | 0 | 0 | 0 | 72103 |  |  | 0 | 0 | 0 | 79035 |  |  | 0 | 0 | 0 | FALSE | STG3 | removeChar | STG3 | removeChar | removeChar | STG3 | FALSE | CT | CA | CA | NG | Natural Gas Fired Combined Cycle | NG | OP | FALSE | FALSE | FALSE | 0 |  |  |  | FALSE | FALSE | FALSE |  | 0 | FALSE | FALSE | 0 | 0 |  | 0 | 1 | 0 | 0 | 0 | 0 | 4 | 2015 | 55217^STG3 | 55217^STG3 | 55217^STG3 | 55217^STG3 | FALSE
EIA_associationTable |  | 2015
| Utility.ID | Utility.Name | Plant.Code | Plant.Name | Boiler.ID | Generator.ID | Steam.Plant.Type
| 2843 | Los Medanos Energy Center LLC | 55217 | Los Medanos Energy Center | HRSG1 | STG3 | 1
| 2843 | Los Medanos Energy Center LLC | 55217 | Los Medanos Energy Center | HRSG2 | STG3 | 1
generator.data.860 |  | 2015
| Utility.ID | Utility.Name | Plant.Code | Plant.Name | State | County | Generator.ID | Technology | Prime.Mover | Unit.Code | Ownership | Duct.Burners | Can.Bypass.Heat.Recovery.Steam.Generator. | RTO.ISO.LMP.Node.Designation | RTO.ISO.Location.Designation.for.Reporting.Wholesale.Sales.Data.to.FERC | Nameplate.Capacity..MW. | Nameplate.Power.Factor | Summer.Capacity..MW. | Winter.Capacity..MW. | Minimum.Load..MW. | Uprate.or.Derate.Completed.During.Year | Month.Uprate.or.Derate.Completed | Year.Uprate.or.Derate.Completed | Status | Synchronized.to.Transmission.Grid | Operating.Month | Operating.Year | Planned.Retirement.Month | Planned.Retirement.Year | Associated.with.Combined.Heat.and.Power.System | Sector.Name | Sector | Topping.or.Bottoming | Energy.Source.1 | Energy.Source.2 | Energy.Source.3 | Energy.Source.4 | Energy.Source.5 | Energy.Source.6 | Startup.Source.1 | Startup.Source.2 | Startup.Source.3 | Startup.Source.4 | Solid.Fuel.Gasification.System. | Carbon.Capture.Technology. | Turbines..Inverters..or.Hydrokinetic.Buoys | Time.from.Cold.Shutdown.to.Full.Load | Fluidized.Bed.Technology. | Pulverized.Coal.Technology. | Stoker.Technology. | Other.Combustion.Technology. | Subcritical.Technology. | Supercritical.Technology. | Ultrasupercritical.Technology. | Planned.Net.Summer.Capacity.Uprate..MW. | Planned.Net.Winter.Capacity.Uprate..MW. | Planned.Uprate.Month | Planned.Uprate.Year | Planned.Net.Summer.Capacity.Derate..MW. | Planned.Net.Winter.Capacity.Derate..MW. | Planned.Derate.Month | Planned.Derate.Year | Planned.New.Prime.Mover | Planned.Energy.Source.1 | Planned.New.Nameplate.Capacity..MW. | Planned.Repower.Month | Planned.Repower.Year | Other.Planned.Modifications. | Other.Modifications.Month | Other.Modifications.Year | Cofire.Fuels. | Switch.Between.Oil.and.Natural.Gas.
| 2843 | Los Medanos Energy Center LLC | 55217 | Los Medanos Energy Center | CA | Contra Costa | CTG1 | Natural Gas Fired Combined Cycle | CT | CC1 | S | X | N | POD_LMEC_1_PL1X3-APND | POD_LMEC_1_PL1X3-APND | 198.9 | 0.85 | 165 | 177 | 105 | N |  |  | OP | X | 8 | 2001 |  |  | Y | IPP CHP | 3 | T | NG | [9 empty] | N | N |  | 12H | [23 empty] | N | N
| 2843 | Los Medanos Energy Center LLC | 55217 | Los Medanos Energy Center | CA | Contra Costa | CTG2 | Natural Gas Fired Combined Cycle | CT | CC1 | S | X | N | POD_LMEC_1_PL1X3-APND | POD_LMEC_1_PL1X3-APND | 198.9 | 0.85 | 165 | 177 | 105 | N |  |  | OP | X | 8 | 2001 |  |  | Y | IPP CHP | 3 | T | NG | [9 empty] | N | N |  | 12H | [23 empty] | N | N
| 2843 | Los Medanos Energy Center LLC | 55217 | Los Medanos Energy Center | CA | Contra Costa | STG3 | Natural Gas Fired Combined Cycle | CA | CC1 | S | Y | X | POD_LMEC_1_PL1X3-APND | POD_LMEC_1_PL1X3-APND | 280.5 | 0.85 | 237 | 244 | 80 | N |  |  | OP | X | 8 | 2001 |  |  | Y | IPP CHP | 3 | T | NG | [9 empty] | N | N |  | 12H | [23 empty] | N | N
retiredGenerators.860 |  | 2015
| Utility.ID | Utility.Name | Plant.Code | Plant.Name | State | County | Generator.ID | Technology | Prime.Mover | Unit.Code | Ownership | Duct.Burners | Can.Bypass.Heat.Recovery.Steam.Generator. | RTO.ISO.LMP.Node.Designation | RTO.ISO.Location.Designation.for.Reporting.Wholesale.Sales.Data.to.FERC | Nameplate.Capacity..MW. | Nameplate.Power.Factor | Summer.Capacity..MW. | Winter.Capacity..MW. | Minimum.Load..MW. | Uprate.or.Derate.Completed.During.Year | Month.Uprate.or.Derate.Completed | Year.Uprate.or.Derate.Completed | Status | Synchronized.to.Transmission.Grid | Operating.Month | Operating.Year | Retirement.Month | Retirement.Year | Associated.with.Combined.Heat.and.Power.System | Sector.Name | Sector | Topping.or.Bottoming | Energy.Source.1 | Energy.Source.2 | Energy.Source.3 | Energy.Source.4 | Energy.Source.5 | Energy.Source.6 | Startup.Source.1 | Startup.Source.2 | Startup.Source.3 | Startup.Source.4 | Solid.Fuel.Gasification.System. | Carbon.Capture.Technology. | Turbines..Inverters..or.Hydrokinetic.Buoys | Time.from.Cold.Shutdown.to.Full.Load | Fluidized.Bed.Technology. | Pulverized.Coal.Technology. | Stoker.Technology. | Other.Combustion.Technology. | Subcritical.Technology. | Supercritical.Technology. | Ultrasupercritical.Technology. | Cofire.Fuels. | Switch.Between.Oil.and.Natural.Gas.
Boiler_InfoDesign_Parameters.860 |  | 2015
| Utility.ID | Utility.Name | Plant.Code | Plant.Name | State | Boiler.ID | Boiler.Status | Type.of.Boiler | Inservice.Month | Inservice.Year | Retirement.Month | Retirement.Year | Firing.Type.1 | Firing.Type.2 | Firing.Type.3 | Max.Steam.Flow..Thousand.Pounds.per.Hour. | Firing.Rate.Using.Coal..0.1.Tons.per.Hour. | Firing.Rate.Using.Petroleum..0.1.Barrels.per.Hour. | Firing.Rate.Using.Gas..0.1.MCF.per.Hour. | Firing.Rate.Using.Other.Fuels | Waste.Heat.Input..Million.BTU.per.Hour. | Primary.Fuel.1 | Primary.Fuel.2 | Primary.Fuel.3 | Primary.Fuel.4 | Turndown.Ratio | Efficiency.100..Load | Efficiency.50..Load | Air.Flow.100..Load..Cubic.Feet.per.Minute. | Wet.Dry.Bottom | Fly.Ash.Reinjection | Steam.Plant.Type | missingData
| 2843 | Los Medanos Energy Center LLC | 55217 | Los Medanos Energy Center | CA | HRSG1 | OP | Db | 8 | 2001 | 8 | 2031 | DB |  |  | 680 | 0 | 0 | 285 | 0 | 975 | NG |  |  |  |  | 0.879 | 0.873 | 2152828 |  | N | 1 | 0
| 2843 | Los Medanos Energy Center LLC | 55217 | Los Medanos Energy Center | CA | HRSG2 | OP | Db | 8 | 2001 | 8 | 2031 | DB |  |  | 680 | 0 | 0 | 285 | 0 | 975 | NG |  |  |  |  | 0.879 | 0.873 | 2152828 |  | N | 1 | 0
boilerFuelData_923 |  | 2015
| Plant.Code | Combined.Heat.And..Power.Plant | Plant.Name | Operator.Name | Operator.Id | Plant.State | Census.Region | NERC.Region | NAICS.Code | Sector.Number | Sector.Name | Boiler.ID | Reported.Prime.Mover | Reported.Fuel.Type.Code | Physical.Unit.Label | Quantity.Of.Fuel.Consumed.January | Quantity.Of.Fuel.Consumed.February | Quantity.Of.Fuel.Consumed.March | Quantity.Of.Fuel.Consumed.April | Quantity.Of.Fuel.Consumed.May | Quantity.Of.Fuel.Consumed.June | Quantity.Of.Fuel.Consumed.July | Quantity.Of.Fuel.Consumed.August | Quantity.Of.Fuel.Consumed.September | Quantity.Of.Fuel.Consumed.October | Quantity.Of.Fuel.Consumed.November | Quantity.Of.Fuel.Consumed.December | MMbtu.Per.Unit.January | MMbtu.Per.Unit.February | MMbtu.Per.Unit.March | MMbtu.Per.Unit.April | MMbtu.Per.Unit.May | MMbtu.Per.Unit.June | MMbtu.Per.Unit.July | MMbtu.Per.Unit.August | MMbtu.Per.Unit.September | MMbtu.Per.Unit.October | MMbtu.Per.Unit.November | MMbtu.Per.Unit.December | Sulfur.Content.January | Sulfur.Content.February | Sulfur.Content.March | Sulfur.Content.April | Sulfur.Content.May | Sulfur.Content.June | Sulfur.Content.July | Sulfur.Content.August | Sulfur.Content.September | Sulfur.Content.October | Sulfur.Content.November | Sulfur.Content.December | Ash.Content.January | Ash.Content.February | Ash.Content.March | Ash.Content.April | Ash.Content.May | Ash.Content.June | Ash.Content.July | Ash.Content.August | Ash.Content.September | Ash.Content.October | Ash.Content.November | Ash.Content.December | Total.Fuel.Consumption.Quantity | YEAR | missingData
| 55217 | Y | Los Medanos Energy Center | Los Medanos Energy Center LLC | 2843 | CA | PACC | WECC | 22 | 3 | NAICS-22 Cogen | CTG1 | CT | NG | Mcf | 1234297 | 0 | 0 | 516588 | 1176233 | 1004132 | 1024269 | 1148518 | 1137177 | 1208243 | 946143 | 925426 | 1.033 | 0 | 0 | 1.037 | 1.04 | 1.044 | 1.039 | 1.039 | 1.04 | 1.038 | 1.04 | 1.038 | 0 | 0 | 0 | 0 | 0 | 0 | 0 | 0 | 0 | 0 | 0 | 0 | 0 | 0 | 0 | 0 | 0 | 0 | 0 | 0 | 0 | 0 | 0 | 0 | 10321026 | 2015 | 0
| 55217 | Y | Los Medanos Energy Center | Los Medanos Energy Center LLC | 2843 | CA | PACC | WECC | 22 | 3 | NAICS-22 Cogen | CTG2 | CT | NG | Mcf | 1193114 | 0 | 0 | 601558 | 1180030 | 821216 | 666705 | 542772 | 686514 | 940853 | 596597 | 770025 | 1.033 | 0 | 0 | 1.037 | 1.04 | 1.044 | 1.039 | 1.039 | 1.04 | 1.038 | 1.04 | 1.038 | 0 | 0 | 0 | 0 | 0 | 0 | 0 | 0 | 0 | 0 | 0 | 0 | 0 | 0 | 0 | 0 | 0 | 0 | 0 | 0 | 0 | 0 | 0 | 0 | 7999384 | 2015 | 0
| 55217 | Y | Los Medanos Energy Center | Los Medanos Energy Center LLC | 2843 | CA | PACC | WECC | 22 | 3 | NAICS-22 Cogen | HRSG1 | CA | NG | Mcf | 3604 | 0 | 0 | 6793 | 8523 | 48162 | 68603 | 92065 | 72499 | 68501 | 63930 | 56440 | 1.033 | 0 | 0 | 1.037 | 1.04 | 1.044 | 1.039 | 1.039 | 1.04 | 1.038 | 1.04 | 1.038 | 0 | 0 | 0 | 0 | 0 | 0 | 0 | 0 | 0 | 0 | 0 | 0 | 0 | 0 | 0 | 0 | 0 | 0 | 0 | 0 | 0 | 0 | 0 | 0 | 489120 | 2015 | 0
| 55217 | Y | Los Medanos Energy Center | Los Medanos Energy Center LLC | 2843 | CA | PACC | WECC | 22 | 3 | NAICS-22 Cogen | HRSG2 | CA | NG | Mcf | 0 | 0 | 0 | 6617 | 11124 | 24670 | 21871 | 11456 | 24751 | 55838 | 24082 | 37641 | 0 | 0 | 0 | 1.037 | 1.04 | 1.044 | 1.039 | 1.039 | 1.04 | 1.038 | 1.04 | 1.038 | 0 | 0 | 0 | 0 | 0 | 0 | 0 | 0 | 0 | 0 | 0 | 0 | 0 | 0 | 0 | 0 | 0 | 0 | 0 | 0 | 0 | 0 | 0 | 0 | 218050 | 2015 | 0
generation.data.923 |  | 2015
| Plant.Code | Combined.Heat.And.Power.Plant | Plant.Name | Operator.Name | Operator.Id | Plant.State | Census.Region | NERC.Region | NAICS.Code | Sector.Number | Sector.Name | Generator.ID | Reported.Prime.Mover | Net.Generation.January | Net.Generation.February | Net.Generation.March | Net.Generation.April | Net.Generation.May | Net.Generation.June | Net.Generation.July | Net.Generation.August | Net.Generation.September | Net.Generation.October | Net.Generation.November | Net.Generation.December | Net.Generation.Year.To.Date | YEAR | missingData
| 55217 | Y | Los Medanos Energy Center | Los Medanos Energy Center LLC | 2843 | CA | PACC | WECC | 22 | 3 | NAICS-22 Cogen | CTG2 | CT | 113074 | 0 | 0 | 56192 | 110751 | 77854 | 62364 | 49986 | 64701 | 90703 | 55049 | 73098 | 753772 | 2015 | 0
| 55217 | Y | Los Medanos Energy Center | Los Medanos Energy Center LLC | 2843 | CA | PACC | WECC | 22 | 3 | NAICS-22 Cogen | CTG1 | CT | 116681 | 14 | 0 | 49208 | 110902 | 94781 | 94731 | 105487 | 105723 | 115041 | 87793 | 88341 | 968702 | 2015 | 0
| 55217 | Y | Los Medanos Energy Center | Los Medanos Energy Center LLC | 2843 | CA | PACC | WECC | 22 | 3 | NAICS-22 Cogen | STG3 | CA | 110454 | 0 | 0 | 46472 | 111668 | 91952 | 84222 | 81655 | 92785 | 110747 | 72103 | 79035 | 881093 | 2015 | 0
page1GenFuelData.923 |  | 2015
| Plant.Code | Combined.Heat.And.Power.Plant | Nuclear.Unit.Id | Plant.Name | Operator.Name | Operator.Id | Plant.State | Census.Region | NERC.Region | Reserved | NAICS.Code | EIA.Sector.Number | Sector.Name | Reported.Prime.Mover | Reported.Fuel.Type.Code | AER.Fuel.Type.Code | Reserved.1 | Reserved.2 | Physical.Unit.Label | Quantity.January | Quantity.February | Quantity.March | Quantity.April | Quantity.May | Quantity.June | Quantity.July | Quantity.August | Quantity.September | Quantity.October | Quantity.November | Quantity.December | Elec_Quantity.January | Elec_Quantity.February | Elec_Quantity.March | Elec_Quantity.April | Elec_Quantity.May | Elec_Quantity.June | Elec_Quantity.July | Elec_Quantity.August | Elec_Quantity.September | Elec_Quantity.October | Elec_Quantity.November | Elec_Quantity.December | MMBtuPer_Unit.January | MMBtuPer_Unit.February | MMBtuPer_Unit.March | MMBtuPer_Unit.April | MMBtuPer_Unit.May | MMBtuPer_Unit.June | MMBtuPer_Unit.July | MMBtuPer_Unit.August | MMBtuPer_Unit.September | MMBtuPer_Unit.October | MMBtuPer_Unit.November | MMBtuPer_Unit.December | Tot_MMBtu.January | Tot_MMBtu.February | Tot_MMBtu.March | Tot_MMBtu.April | Tot_MMBtu.May | Tot_MMBtu.June | Tot_MMBtu.July | Tot_MMBtu.August | Tot_MMBtu.September | Tot_MMBtu.October | Tot_MMBtu.November | Tot_MMBtu.December | Elec_MMBtu.January | Elec_MMBtu.February | Elec_MMBtu.March | Elec_MMBtu.April | Elec_MMBtu.May | Elec_MMBtu.June | Elec_MMBtu.July | Elec_MMBtu.August | Elec_MMBtu.September | Elec_MMBtu.October | Elec_MMBtu.November | Elec_MMBtu.December | Netgen.January | Netgen.February | Netgen.March | Netgen.April | Netgen.May | Netgen.June | Netgen.July | Netgen.August | Netgen.September | Netgen.October | Netgen.November | Netgen.December | Total.Fuel.Consumption.Quantity | Electric.Fuel.Consumption.Quantity | Total.Fuel.Consumption.MMBtu | Elec.Fuel.Consumption.MMBtu | Net.Generation..Megawatthours. | YEAR | missingData
| 55217 | Y | . | Los Medanos Energy Center | Los Medanos Energy Center LLC | 2843 | CA | PACC | WECC |  | 22 | 3 | NAICS-22 Cogen | CA | NG | NG |  |  | mcf | 3604 | 0 | 0 | 13410 | 19647 | 72832 | 90474 | 103521 | 97250 | 124339 | 88012 | 94081 | 3604 | 0 | 0 | 13410 | 19647 | 72832 | 90474 | 103521 | 97250 | 124339 | 88012 | 94081 | 1.033 | 0 | 0 | 1.037 | 1.04 | 1.044 | 1.039 | 1.039 | 1.04 | 1.038 | 1.04 | 1.038 | 3723 | 0 | 0 | 13906 | 20433 | 76037 | 94002 | 107558 | 101140 | 129064 | 91532 | 97656 | 3723 | 0 | 0 | 13906 | 20433 | 76037 | 94002 | 107558 | 101140 | 129064 | 91532 | 97656 | 110454 | 0 | 0 | 46472 | 111668 | 91952 | 84222 | 81655 | 92785 | 110747 | 72103 | 79035 | 707170 | 707170 | 735051 | 735051 | 881093 | 2015 | 0
| 55217 | Y | . | Los Medanos Energy Center | Los Medanos Energy Center LLC | 2843 | CA | PACC | WECC |  | 22 | 3 | NAICS-22 Cogen | CT | NG | NG |  |  | mcf | 2427411 | 0 | 0 | 1118146 | 2356263 | 1825348 | 1690974 | 1691290 | 1823691 | 2149096 | 1542740 | 1695451 | 2167865 | 0 | 0 | 956007 | 2095969 | 1576790 | 1447117 | 1404779 | 1570126 | 1852374 | 1279572 | 1431719 | 1.033 | 0 | 0 | 1.037 | 1.04 | 1.044 | 1.039 | 1.039 | 1.04 | 1.038 | 1.04 | 1.038 | 2507516 | 0 | 0 | 1159517 | 2450514 | 1905663 | 1756922 | 1757250 | 1896639 | 2230762 | 1604450 | 1759878 | 2239405 | 0 | 0 | 991379 | 2179808 | 1646169 | 1503555 | 1459565 | 1632931 | 1922764 | 1330755 | 1486124 | 229755 | 14 | 0 | 105400 | 221653 | 172635 | 157095 | 155473 | 170424 | 205744 | 142842 | 161439 | 18320410 | 15782318 | 19029111 | 16392455 | 1722474 | 2015 | 0
FuelHeatByLine |  | 2015
| Plant.Code | Boiler.ID | bogen | Reported.Prime.Mover_bf.923 | Reported.Fuel.Type.Code | Fuel.Heat.January | Fuel.Heat.February | Fuel.Heat.March | Fuel.Heat.April | Fuel.Heat.May | Fuel.Heat.June | Fuel.Heat.July | Fuel.Heat.August | Fuel.Heat.September | Fuel.Heat.October | Fuel.Heat.November | Fuel.Heat.December | YEAR
| 55217 | CTG1 | 55217^1 | CT | NG | 1275028.801 | 0 | 0 | 535701.756 | 1223282.32 | 1048313.808 | 1064215.491 | 1193310.202 | 1182664.08 | 1254156.234 | 983988.72 | 960592.188 | 2015
| 55217 | CTG2 | 55217^1 | CT | NG | 1232486.762 | 0 | 0 | 623815.646 | 1227231.2 | 857349.504 | 692706.495 | 563940.108 | 713974.56 | 976605.414 | 620460.88 | 799285.95 | 2015
| 55217 | HRSG1 | 55217^1 | CA | NG | 3722.932 | 0 | 0 | 7044.341 | 8863.92 | 50281.128 | 71278.517 | 95655.535 | 75398.96 | 71104.038 | 66487.2 | 58584.72 | 2015
| 55217 | HRSG2 | 55217^1 | CA | NG | 0 | 0 | 0 | 6861.829 | 11568.96 | 25755.48 | 22723.969 | 11902.784 | 25741.04 | 57959.844 | 25045.28 | 39071.358 | 2015
NetGenByLine |  | 2015
| Plant.Code | Generator.ID | bogen | Reported.Prime.Mover | Net.Generation.Year.To.Date | Net.Generation.January | Net.Generation.February | Net.Generation.March | Net.Generation.April | Net.Generation.May | Net.Generation.June | Net.Generation.July | Net.Generation.August | Net.Generation.September | Net.Generation.October | Net.Generation.November | Net.Generation.December | YEAR
| 55217 | CTG1 | 55217^1 | CT | 968702 | 116681 | 14 | 0 | 49208 | 110902 | 94781 | 94731 | 105487 | 105723 | 115041 | 87793 | 88341 | 2015
| 55217 | CTG2 | 55217^1 | CT | 753772 | 113074 | 0 | 0 | 56192 | 110751 | 77854 | 62364 | 49986 | 64701 | 90703 | 55049 | 73098 | 2015
| 55217 | STG3 | 55217^1 | CA | 881093 | 110454 | 0 | 0 | 46472 | 111668 | 91952 | 84222 | 81655 | 92785 | 110747 | 72103 | 79035 | 2015
FuelHeatByBoilerID |  | 2015
| Plant.Code | Boiler.ID | bogen | Reported.Prime.Mover_bf.923 | flagFuelHeat | Boiler.ID.Total.Fuel.Heat.January | Boiler.ID.Total.Fuel.Heat.February | Boiler.ID.Total.Fuel.Heat.March | Boiler.ID.Total.Fuel.Heat.April | Boiler.ID.Total.Fuel.Heat.May | Boiler.ID.Total.Fuel.Heat.June | Boiler.ID.Total.Fuel.Heat.July | Boiler.ID.Total.Fuel.Heat.August | Boiler.ID.Total.Fuel.Heat.September | Boiler.ID.Total.Fuel.Heat.October | Boiler.ID.Total.Fuel.Heat.November | Boiler.ID.Total.Fuel.Heat.December | YEAR
| 55217 | CTG1 | 55217^1 | CT | 0 | 1275028.801 | 0 | 0 | 535701.756 | 1223282.32 | 1048313.808 | 1064215.491 | 1193310.202 | 1182664.08 | 1254156.234 | 983988.72 | 960592.188 | 2015
| 55217 | CTG2 | 55217^1 | CT | 0 | 1232486.762 | 0 | 0 | 623815.646 | 1227231.2 | 857349.504 | 692706.495 | 563940.108 | 713974.56 | 976605.414 | 620460.88 | 799285.95 | 2015
| 55217 | HRSG1 | 55217^1 | CA | 0 | 3722.932 | 0 | 0 | 7044.341 | 8863.92 | 50281.128 | 71278.517 | 95655.535 | 75398.96 | 71104.038 | 66487.2 | 58584.72 | 2015
| 55217 | HRSG2 | 55217^1 | CA | 0 | 0 | 0 | 0 | 6861.829 | 11568.96 | 25755.48 | 22723.969 | 11902.784 | 25741.04 | 57959.844 | 25045.28 | 39071.358 | 2015
NetGenByGeneratorID |  | 2015
| Plant.Code | Generator.ID | bogen | Reported.Prime.Mover_923 | Net.Generation.mwh | Generator.ID.Total.Net.Generation.January | Generator.ID.Total.Net.Generation.February | Generator.ID.Total.Net.Generation.March | Generator.ID.Total.Net.Generation.April | Generator.ID.Total.Net.Generation.May | Generator.ID.Total.Net.Generation.June | Generator.ID.Total.Net.Generation.July | Generator.ID.Total.Net.Generation.August | Generator.ID.Total.Net.Generation.September | Generator.ID.Total.Net.Generation.October | Generator.ID.Total.Net.Generation.November | Generator.ID.Total.Net.Generation.December | YEAR
| 55217 | CTG1 | 55217^1 | CT | 968702 | 116681 | 14 | 0 | 49208 | 110902 | 94781 | 94731 | 105487 | 105723 | 115041 | 87793 | 88341 | 2015
| 55217 | CTG2 | 55217^1 | CT | 753772 | 113074 | 0 | 0 | 56192 | 110751 | 77854 | 62364 | 49986 | 64701 | 90703 | 55049 | 73098 | 2015
| 55217 | STG3 | 55217^1 | CA | 881093 | 110454 | 0 | 0 | 46472 | 111668 | 91952 | 84222 | 81655 | 92785 | 110747 | 72103 | 79035 | 2015
FuelHeatByBogen |  | 2015
| Plant.Code | blankCol | bogen | Reported.Prime.Mover_bf.923 | flagFuelHeat | Bogen.Total.Fuel.Heat.January | Bogen.Total.Fuel.Heat.February | Bogen.Total.Fuel.Heat.March | Bogen.Total.Fuel.Heat.April | Bogen.Total.Fuel.Heat.May | Bogen.Total.Fuel.Heat.June | Bogen.Total.Fuel.Heat.July | Bogen.Total.Fuel.Heat.August | Bogen.Total.Fuel.Heat.September | Bogen.Total.Fuel.Heat.October | Bogen.Total.Fuel.Heat.November | Bogen.Total.Fuel.Heat.December | YEAR
| 55217 |  | 55217^1 | CT | 0 | 2511238.495 | 0 | 0 | 1173423.572 | 2470946.4 | 1981699.92 | 1850924.472 | 1864808.629 | 1997778.64 | 2359825.53 | 1695982.08 | 1857534.216 | 2015
| 55217 |  | 55217^1 | CA | 0 | 2511238.495 | 0 | 0 | 1173423.572 | 2470946.4 | 1981699.92 | 1850924.472 | 1864808.629 | 1997778.64 | 2359825.53 | 1695982.08 | 1857534.216 | 2015
NetGenByBogen |  | 2015
| Plant.Code | blankCol | bogen | Reported.Prime.Mover_923 | Net.Generation.mwh | Bogen.Total.Net.Generation.January | Bogen.Total.Net.Generation.February | Bogen.Total.Net.Generation.March | Bogen.Total.Net.Generation.April | Bogen.Total.Net.Generation.May | Bogen.Total.Net.Generation.June | Bogen.Total.Net.Generation.July | Bogen.Total.Net.Generation.August | Bogen.Total.Net.Generation.September | Bogen.Total.Net.Generation.October | Bogen.Total.Net.Generation.November | Bogen.Total.Net.Generation.December | YEAR
| 55217 |  | 55217^1 | CT | 968702 | 340209 | 14 | 0 | 151872 | 333321 | 264587 | 241317 | 237128 | 263209 | 316491 | 214945 | 240474 | 2015
| 55217 |  | 55217^1 | CT | 753772 | 340209 | 14 | 0 | 151872 | 333321 | 264587 | 241317 | 237128 | 263209 | 316491 | 214945 | 240474 | 2015
| 55217 |  | 55217^1 | CA | 881093 | 340209 | 14 | 0 | 151872 | 333321 | 264587 | 241317 | 237128 | 263209 | 316491 | 214945 | 240474 | 2015
ThermalEfficiencyByBogen |  | 2015
| Plant.Code | blankCol | bogen | Reported.Prime.Mover_923 | Net.Generation.mwh | ThermalEfficiency.January | ThermalEfficiency.February | ThermalEfficiency.March | ThermalEfficiency.April | ThermalEfficiency.May | ThermalEfficiency.June | ThermalEfficiency.July | ThermalEfficiency.August | ThermalEfficiency.September | ThermalEfficiency.October | ThermalEfficiency.November | ThermalEfficiency.December | YEAR
| 55217 |  | 55217^1 | CT | 968702 | 0.46226 | 9999 | 0 | 0.44162 | 0.46028 | 0.45557 | 0.44486 | 0.43389 | 0.44955 | 0.45762 | 0.43245 | 0.44173 | 2015
| 55217 |  | 55217^1 | CT | 753772 | 0.46226 | 9999 | 0 | 0.44162 | 0.46028 | 0.45557 | 0.44486 | 0.43389 | 0.44955 | 0.45762 | 0.43245 | 0.44173 | 2015
| 55217 |  | 55217^1 | CA | 881093 | 0.46226 | 9999 | 0 | 0.44162 | 0.46028 | 0.45557 | 0.44486 | 0.43389 | 0.44955 | 0.45762 | 0.43245 | 0.44173 | 2015

## 56309
2015 | Plant.Code | orig_sheet3_key | auto_sheet3_flags | auto_sheet3_key | orig_sheet4_key | auto_sheet4_flags | auto_sheet4_key | EIA_associationTable | generator.data.860 | retiredGenerators.860 | Boiler_InfoDesign_Parameters.860 | boilerFuelData_923 | generation.data.923 | page1GenFuelData.923 | FuelHeatByLine | NetGenByLine | FuelHeatByBoilerID | NetGenByGeneratorID | FuelHeatByBogen | NetGenByBogen | ThermalEfficiencyByBogen
#Rows | 56309 | 4 | 4 | 4 | 5 | 5 | 5 | 10 | 6 | 0 | 2 | 6 | 5 | 4 | 6 | 5 | 4 | 5 | 2 | 4 | 4
orig_sheet3_key |  | 2015
| plant_bo | bogen | Plant.Code
| 56309^CT-1 | 56309^1 | 56309
| 56309^CT-2 | 56309^1 | 56309
| 56309^HRSG1 | 56309^1 | 56309
| 56309^HRSG2 | 56309^1 | 56309
auto_sheet3_flags |  | 2015
| Plant.Code | plant_bo | bogen | missing.from.923 | unmapped_but_in_923 | unmapped | Orphan.Boiler | Boiler.Status | Boiler.ID.NotIn.Assoc | missingPlant.assoc | missingPlant.boilerDesignData.860 | missingPlant.generation.data.923 | missingPlant.boilerFuelData.923 | flag.CACT.missingPair | missing.bf.923 | flag.ST.missing.bf.923 | flag.ST.missing.bf.923.unmapped | flag_RPM | flag_floatingGen | flag_BoilerRetired | flag_Boiler.Status | flag_923bogenCTonly | flagFuelHeat | flag_STassoc_CT_CS_CA | flag_CSassociation | flagFH_no_NG_January | flagNG_no_FH_January | flagFuelHeat_January | flagFH_no_NG_February | flagNG_no_FH_February | flagFuelHeat_February | flagFH_no_NG_March | flagNG_no_FH_March | flagFuelHeat_March | flagFH_no_NG_April | flagNG_no_FH_April | flagFuelHeat_April | flagFH_no_NG_May | flagNG_no_FH_May | flagFuelHeat_May | flagFH_no_NG_June | flagNG_no_FH_June | flagFuelHeat_June | flagFH_no_NG_July | flagNG_no_FH_July | flagFuelHeat_July | flagFH_no_NG_August | flagNG_no_FH_August | flagFuelHeat_August | flagFH_no_NG_September | flagNG_no_FH_September | flagFuelHeat_September | flagFH_no_NG_October | flagNG_no_FH_October | flagFuelHeat_October | flagFH_no_NG_November | flagNG_no_FH_November | flagFuelHeat_November | flagFH_no_NG_December | flagNG_no_FH_December | flagFuelHeat_December | flag_ManualPlant | flag_MisMatch
| 56309 | 56309^CT-1 | 56309^1 | 0 | 0 | 0 | 1 | 0 | 1 | 0 | 0 | 0 | 0 | 1 | 0 | 0 | 0 | 1 | 0 | 0 | 0 | 0 | 0 | 1 | 1 | 0 | 0 | 0 | 0 | 0 | 0 | 0 | 0 | 0 | 0 | 0 | 0 | 0 | 0 | 0 | 0 | 0 | 0 | 0 | 0 | 0 | 0 | 0 | 0 | 0 | 0 | 0 | 0 | 0 | 0 | 0 | 0 | 0 | 0 | 0 | 0 | 1 | 1
| 56309 | 56309^CT-2 | 56309^1 | 0 | 0 | 0 | 1 | 0 | 1 | 0 | 0 | 0 | 0 | 1 | 0 | 0 | 0 | 1 | 0 | 0 | 0 | 0 | 0 | 1 | 1 | 0 | 0 | 0 | 0 | 0 | 0 | 0 | 0 | 0 | 0 | 0 | 0 | 0 | 0 | 0 | 0 | 0 | 0 | 0 | 0 | 0 | 0 | 0 | 0 | 0 | 0 | 0 | 0 | 0 | 0 | 0 | 0 | 0 | 0 | 0 | 0 | 1 | 1
| 56309 | 56309^HRSG1 | 56309^1 | 0 | 0 | 0 | 0 | 0 | 0 | 0 | 0 | 0 | 0 | 1 | 0 | 0 | 0 | 1 | 0 | 0 | 0 | 0 | 0 | 1 | 1 | 0 | 0 | 0 | 0 | 0 | 0 | 0 | 0 | 0 | 0 | 0 | 0 | 0 | 0 | 0 | 0 | 0 | 0 | 0 | 0 | 0 | 0 | 0 | 0 | 0 | 0 | 0 | 0 | 0 | 0 | 0 | 0 | 0 | 0 | 0 | 0 | 1 | 1
| 56309 | 56309^HRSG2 | 56309^1 | 0 | 0 | 0 | 0 | 0 | 0 | 0 | 0 | 0 | 0 | 1 | 0 | 0 | 0 | 1 | 0 | 0 | 0 | 0 | 0 | 1 | 1 | 0 | 0 | 0 | 0 | 0 | 0 | 0 | 0 | 0 | 0 | 0 | 0 | 0 | 0 | 0 | 0 | 0 | 0 | 0 | 0 | 0 | 0 | 0 | 0 | 0 | 0 | 0 | 0 | 0 | 0 | 0 | 0 | 0 | 0 | 0 | 0 | 1 | 1
auto_sheet3_key |  | 2015
manualEdit | Plant.Code | bogen | Boiler.ID | Unit.Code | bga.source | Boiler.ID.Total.Fuel.Heat.January | PlantLine.Total.Fuel.Heat.January | flagNG_no_FH_January | flagFH_no_NG_January | flagFuelHeat_January | Boiler.ID.Total.Fuel.Heat.February | PlantLine.Total.Fuel.Heat.February | flagNG_no_FH_February | flagFH_no_NG_February | flagFuelHeat_February | Boiler.ID.Total.Fuel.Heat.March | PlantLine.Total.Fuel.Heat.March | flagNG_no_FH_March | flagFH_no_NG_March | flagFuelHeat_March | Boiler.ID.Total.Fuel.Heat.April | PlantLine.Total.Fuel.Heat.April | flagNG_no_FH_April | flagFH_no_NG_April | flagFuelHeat_April | Boiler.ID.Total.Fuel.Heat.May | PlantLine.Total.Fuel.Heat.May | flagNG_no_FH_May | flagFH_no_NG_May | flagFuelHeat_May | Boiler.ID.Total.Fuel.Heat.June | PlantLine.Total.Fuel.Heat.June | flagNG_no_FH_June | flagFH_no_NG_June | flagFuelHeat_June | Boiler.ID.Total.Fuel.Heat.July | PlantLine.Total.Fuel.Heat.July | flagNG_no_FH_July | flagFH_no_NG_July | flagFuelHeat_July | Boiler.ID.Total.Fuel.Heat.August | PlantLine.Total.Fuel.Heat.August | flagNG_no_FH_August | flagFH_no_NG_August | flagFuelHeat_August | Boiler.ID.Total.Fuel.Heat.September | PlantLine.Total.Fuel.Heat.September | flagNG_no_FH_September | flagFH_no_NG_September | flagFuelHeat_September | Boiler.ID.Total.Fuel.Heat.October | PlantLine.Total.Fuel.Heat.October | flagNG_no_FH_October | flagFH_no_NG_October | flagFuelHeat_October | Boiler.ID.Total.Fuel.Heat.November | PlantLine.Total.Fuel.Heat.November | flagNG_no_FH_November | flagFH_no_NG_November | flagFuelHeat_November | Boiler.ID.Total.Fuel.Heat.December | PlantLine.Total.Fuel.Heat.December | flagNG_no_FH_December | flagFH_no_NG_December | flagFuelHeat_December | missing.from.923 | flagBoiler.ID_assoc | orig_Boiler.ID_assoc | orig_Boiler.ID_bf.923 | flagBoiler.ID_bf.923 | missing.bf.923 | Reported.Prime.Mover_bf.923 | Reported.Prime.Mover_923 | Reported.Prime.Mover_860 | Reported.Fuel.Type.Code | Technology | Energy.Source.1 | unmapped_but_in_923 | unmapped | Orphan.Boiler | Boiler.Status | Boiler.Retirement.Year | Boiler.Retirement.Month | flag_BoilerRetired | flag_Boiler.Status | Boiler.ID.NotIn.Assoc | missingPlant.assoc | missingPlant.boilerDesignData.860 | missingPlant.generation.data.923 | missingPlant.boilerFuelData.923 | Reported.Prime.Mover_page1 | flag.ST.missing.bf.923 | flag.CACT.missingPair | flag_923bogenCTonly | flag.NGCC.badFuel | flag.ST.missing.bf.923.unmapped | flag_RPM | flag_floatingGen | flagFuelHeat | flag_STassoc_CT_CS_CA | flag_CSassociation | countFlags | YEAR | plant_bo | plant_bo_bf.923 | plant_bo_assoc
1 | 56309 |  | CT-1 |  |  | 8955.6 |  | 0 | 0 | 0 | 0 |  | 0 | 0 | 0 | 0 |  | 0 | 0 | 0 | 898.62 |  | 0 | 0 | 0 | 0 |  | 0 | 0 | 0 | 17.34 |  | 0 | 0 | 0 | 2279.7 |  | 0 | 0 | 0 | 328.44 |  | 0 | 0 | 0 | 3825 |  | 0 | 0 | 0 | 15376.5 |  | 0 | 0 | 0 | 19421.82 |  | 0 | 0 | 0 | 7992.72 |  | 0 | 0 | 0 | FALSE |  |  | CT-1 | removeChar | FALSE | CS |  |  | NG |  |  |  |  | TRUE |  |  |  |  | 0 | 1 | FALSE | FALSE | FALSE | FALSE |  | 0 | TRUE | FALSE | 0 | 0 | 1 | 0 | 0 | 1 | 1 | 6 | 2015 | 56309^CT-1 | 56309^CT-1 | 56309^NA
1 | 56309 |  | CT-2 |  |  | 9996 |  | 0 | 0 | 0 | 8650.62 |  | 0 | 0 | 0 | 1005.72 |  | 0 | 0 | 0 | 0 |  | 0 | 0 | 0 | 1709.52 |  | 0 | 0 | 0 | 2712.18 |  | 0 | 0 | 0 | 5162.22 |  | 0 | 0 | 0 | 7441.92 |  | 0 | 0 | 0 | 4245.24 |  | 0 | 0 | 0 | 9894 |  | 0 | 0 | 0 | 23711.94 |  | 0 | 0 | 0 | 15429.54 |  | 0 | 0 | 0 | FALSE |  |  | CT-2 | removeChar | FALSE | CS |  |  | NG |  |  |  |  | TRUE |  |  |  |  | 0 | 1 | FALSE | FALSE | FALSE | FALSE |  | 0 | TRUE | FALSE | 0 | 0 | 1 | 0 | 0 | 1 | 1 | 6 | 2015 | 56309^CT-2 | 56309^CT-2 | 56309^NA
1 | 56309 |  | HRSG1 | G401 | eia860.org | 9469.68 |  | 0 | 0 | 0 | 934.32 |  | 0 | 0 | 0 | 768.06 |  | 0 | 0 | 0 | 438.6 |  | 0 | 0 | 0 | 0 |  | 0 | 0 | 0 | 0 |  | 0 | 0 | 0 | 0 |  | 0 | 0 | 0 | 282.54 |  | 0 | 0 | 0 | 255 |  | 0 | 0 | 0 | 6893.16 |  | 0 | 0 | 0 | 6976.8 |  | 0 | 0 | 0 | 5019.42 |  | 0 | 0 | 0 | FALSE | removeChar | HRSG1 | HRSG1 | removeChar | FALSE | CA | CS | CS | NG | Natural Gas Fired Combined Cycle | NG | FALSE | FALSE | FALSE | OP |  |  |  | 0 | 0 | FALSE | FALSE | FALSE | FALSE |  | 0 | TRUE | FALSE | 0 | 0 | 1 | 0 | 0 | 1 | 1 | 6 | 2015 | 56309^HRSG1 | 56309^HRSG1 | 56309^HRSG1
1 | 56309 |  | HRSG2 | G401 | eia860.org | 45178.86 |  | 0 | 0 | 0 | 40718.4 |  | 0 | 0 | 0 | 6887.04 |  | 0 | 0 | 0 | 42.84 |  | 0 | 0 | 0 | 857.82 |  | 0 | 0 | 0 | 1240.32 |  | 0 | 0 | 0 | 1057.74 |  | 0 | 0 | 0 | 2889.66 |  | 0 | 0 | 0 | 507.96 |  | 0 | 0 | 0 | 1530 |  | 0 | 0 | 0 | 14647.2 |  | 0 | 0 | 0 | 8436.42 |  | 0 | 0 | 0 | FALSE | removeChar | HRSG2 | HRSG2 | removeChar | FALSE | CA | CS | CS | NG | Natural Gas Fired Combined Cycle | NG | FALSE | FALSE | FALSE | OP |  |  |  | 0 | 0 | FALSE | FALSE | FALSE | FALSE |  | 0 | TRUE | FALSE | 0 | 0 | 1 | 0 | 0 | 1 | 1 | 6 | 2015 | 56309^HRSG2 | 56309^HRSG2 | 56309^HRSG2
orig_sheet4_key |  | 2015
| plant_gen | bogen | Plant.Code
| 56309^CT-1 | 56309^1 | 56309
| 56309^CT-2 | 56309^1 | 56309
| 56309^ST-3 | 56309^1 | 56309
| 56309^ST-4 | 56309^1 | 56309
| 56309^ST-5 | 56309^1 | 56309
auto_sheet4_flags |  | 2015
| Plant.Code | plant_gen | bogen | missing.from.923 | Generator.Status | Orphan.Generator | unmapped_but_in_923 | unmapped | missingPlant.assoc | missingPlant.generator.data.860 | missingPlant.generation.data.923 | flag.CACT.missingPair | missing.bf.923 | missing.generation.data | flag.ST.missing.bf.923 | flag.ST.missing.bf.923.unmapped | flag_RPM | flag_floatingGen | flag_GeneratorRetired | flag_Generator.Status | flag_923bogenCTonly | flagFuelHeat | flag_STassoc_CT_CS_CA | flag_CSassociation | flagNetGenWithoutFuelHeat | flagFuelHeatWithoutNetGen | flagFH_no_NG_January | flagNG_no_FH_January | flagFuelHeat_January | flagFH_no_NG_February | flagNG_no_FH_February | flagFuelHeat_February | flagFH_no_NG_March | flagNG_no_FH_March | flagFuelHeat_March | flagFH_no_NG_April | flagNG_no_FH_April | flagFuelHeat_April | flagFH_no_NG_May | flagNG_no_FH_May | flagFuelHeat_May | flagFH_no_NG_June | flagNG_no_FH_June | flagFuelHeat_June | flagFH_no_NG_July | flagNG_no_FH_July | flagFuelHeat_July | flagFH_no_NG_August | flagNG_no_FH_August | flagFuelHeat_August | flagFH_no_NG_September | flagNG_no_FH_September | flagFuelHeat_September | flagFH_no_NG_October | flagNG_no_FH_October | flagFuelHeat_October | flagFH_no_NG_November | flagNG_no_FH_November | flagFuelHeat_November | flagFH_no_NG_December | flagNG_no_FH_December | flagFuelHeat_December | flag_ManualPlant | flag_MisMatch
| 56309 | 56309^CT-1 | 56309^1 | 0 | 0 | 0 | 0 | 0 | 0 | 0 | 0 | 1 | 0 | 0 | 0 | 0 | 1 | 0 | 0 | 0 | 0 | 0 | 1 | 1 | 0 | 0 | 0 | 0 | 0 | 0 | 0 | 0 | 0 | 0 | 0 | 0 | 0 | 0 | 0 | 0 | 0 | 0 | 0 | 0 | 0 | 0 | 0 | 0 | 0 | 0 | 0 | 0 | 0 | 0 | 0 | 0 | 0 | 0 | 0 | 0 | 0 | 0 | 1 | 1
| 56309 | 56309^CT-2 | 56309^1 | 0 | 0 | 0 | 0 | 0 | 0 | 0 | 0 | 1 | 0 | 0 | 0 | 0 | 1 | 0 | 0 | 0 | 0 | 0 | 1 | 1 | 0 | 0 | 0 | 0 | 0 | 0 | 0 | 0 | 0 | 0 | 0 | 0 | 0 | 0 | 0 | 0 | 0 | 0 | 0 | 0 | 0 | 0 | 0 | 0 | 0 | 0 | 0 | 0 | 0 | 0 | 0 | 0 | 0 | 0 | 0 | 0 | 0 | 0 | 1 | 1
| 56309 | 56309^ST-3 | 56309^1 | 0 | 0 | 0 | 0 | 0 | 0 | 0 | 0 | 1 | 0 | 0 | 0 | 0 | 1 | 0 | 0 | 0 | 0 | 0 | 1 | 1 | 0 | 0 | 0 | 0 | 0 | 0 | 0 | 0 | 0 | 0 | 0 | 0 | 0 | 0 | 0 | 0 | 0 | 0 | 0 | 0 | 0 | 0 | 0 | 0 | 0 | 0 | 0 | 0 | 0 | 0 | 0 | 0 | 0 | 0 | 0 | 0 | 0 | 0 | 1 | 1
| 56309 | 56309^ST-4 | 56309^1 | 0 | 0 | 0 | 0 | 0 | 0 | 0 | 0 | 1 | 0 | 0 | 0 | 0 | 1 | 0 | 0 | 0 | 0 | 0 | 1 | 1 | 0 | 0 | 0 | 0 | 0 | 0 | 0 | 0 | 0 | 0 | 0 | 0 | 0 | 0 | 0 | 0 | 0 | 0 | 0 | 0 | 0 | 0 | 0 | 0 | 0 | 0 | 0 | 0 | 0 | 0 | 0 | 0 | 0 | 0 | 0 | 0 | 0 | 0 | 1 | 1
| 56309 | 56309^ST-5 | 56309^1 | 0 | 0 | 0 | 0 | 0 | 0 | 0 | 0 | 1 | 0 | 0 | 0 | 0 | 1 | 0 | 0 | 0 | 0 | 0 | 1 | 1 | 0 | 0 | 0 | 0 | 0 | 0 | 0 | 0 | 0 | 0 | 0 | 0 | 0 | 0 | 0 | 0 | 0 | 0 | 0 | 0 | 0 | 0 | 0 | 0 | 0 | 0 | 0 | 0 | 0 | 0 | 0 | 0 | 0 | 0 | 0 | 0 | 0 | 0 | 1 | 1
auto_sheet4_key |  | 2015
manualEdit | Plant.Code | Generator.ID | bogen | Unit.Code | bga.source | Net.Generation.mwh | Generator.ID.Total.Net.Generation.January | PlantLine.Total.Fuel.Heat.January | PlantLine.Total.Net.Generation.January | flagNG_no_FH_January | flagFH_no_NG_January | flagFuelHeat_January | Generator.ID.Total.Net.Generation.February | PlantLine.Total.Fuel.Heat.February | PlantLine.Total.Net.Generation.February | flagNG_no_FH_February | flagFH_no_NG_February | flagFuelHeat_February | Generator.ID.Total.Net.Generation.March | PlantLine.Total.Fuel.Heat.March | PlantLine.Total.Net.Generation.March | flagNG_no_FH_March | flagFH_no_NG_March | flagFuelHeat_March | Generator.ID.Total.Net.Generation.April | PlantLine.Total.Fuel.Heat.April | PlantLine.Total.Net.Generation.April | flagNG_no_FH_April | flagFH_no_NG_April | flagFuelHeat_April | Generator.ID.Total.Net.Generation.May | PlantLine.Total.Fuel.Heat.May | PlantLine.Total.Net.Generation.May | flagNG_no_FH_May | flagFH_no_NG_May | flagFuelHeat_May | Generator.ID.Total.Net.Generation.June | PlantLine.Total.Fuel.Heat.June | PlantLine.Total.Net.Generation.June | flagNG_no_FH_June | flagFH_no_NG_June | flagFuelHeat_June | Generator.ID.Total.Net.Generation.July | PlantLine.Total.Fuel.Heat.July | PlantLine.Total.Net.Generation.July | flagNG_no_FH_July | flagFH_no_NG_July | flagFuelHeat_July | Generator.ID.Total.Net.Generation.August | PlantLine.Total.Fuel.Heat.August | PlantLine.Total.Net.Generation.August | flagNG_no_FH_August | flagFH_no_NG_August | flagFuelHeat_August | Generator.ID.Total.Net.Generation.September | PlantLine.Total.Fuel.Heat.September | PlantLine.Total.Net.Generation.September | flagNG_no_FH_September | flagFH_no_NG_September | flagFuelHeat_September | Generator.ID.Total.Net.Generation.October | PlantLine.Total.Fuel.Heat.October | PlantLine.Total.Net.Generation.October | flagNG_no_FH_October | flagFH_no_NG_October | flagFuelHeat_October | Generator.ID.Total.Net.Generation.November | PlantLine.Total.Fuel.Heat.November | PlantLine.Total.Net.Generation.November | flagNG_no_FH_November | flagFH_no_NG_November | flagFuelHeat_November | Generator.ID.Total.Net.Generation.December | PlantLine.Total.Fuel.Heat.December | PlantLine.Total.Net.Generation.December | flagNG_no_FH_December | flagFH_no_NG_December | flagFuelHeat_December | missing.from.923 | orig_Generator.ID_923 | flagGenerator.ID_923 | orig_Generator.ID_860 | flagGenerator.ID_860 | flagGenerator.ID_assoc | orig_Generator.ID_assoc | missing.bf.923 | Reported.Prime.Mover_bf.923 | Reported.Prime.Mover_923 | Reported.Prime.Mover_860 | Reported.Fuel.Type.Code | Technology | Energy.Source.1 | Generator.Status | Orphan.Generator | unmapped_but_in_923 | unmapped | flag_Generator.Status | Generator.Retirement.Year | Generator.Retirement.Month | flag_GeneratorRetired | missingPlant.assoc | missingPlant.generator.data.860 | missingPlant.generation.data.923 | Reported.Prime.Mover_page1 | flag.ST.missing.bf.923 | flag.CACT.missingPair | flag_923bogenCTonly | flag.NGCC.badFuel | flag.ST.missing.bf.923.unmapped | flag_RPM | flag_floatingGen | flagNetGenWithoutFuelHeat | flagFuelHeatWithoutNetGen | flagFuelHeat | flag_STassoc_CT_CS_CA | flag_CSassociation | countFlags | YEAR | plant_gen | plant_gen.923 | plant_gen.860 | plant_gen_assoc | missing.generation.data
1 | 56309 | CT-1 |  | G401 | eia860.org | 4084 | 639 |  |  | 0 | 0 | 0 | 0 |  |  | 0 | 0 | 0 | 0 |  |  | 0 | 0 | 0 | 61 |  |  | 0 | 0 | 0 | 0 |  |  | 0 | 0 | 0 | 1 |  |  | 0 | 0 | 0 | 155 |  |  | 0 | 0 | 0 | 22 |  |  | 0 | 0 | 0 | 239 |  |  | 0 | 0 | 0 | 1018 |  |  | 0 | 0 | 0 | 1379 |  |  | 0 | 0 | 0 | 570 |  |  | 0 | 0 | 0 | FALSE | CT-1 | removeChar | CT-1 | removeChar | removeChar | CT-1 | FALSE | CA | CS | CS | NG | Natural Gas Fired Combined Cycle | NG | OP | FALSE | FALSE | FALSE | 0 |  |  |  | FALSE | FALSE | FALSE |  | 0 | TRUE | FALSE | 0 | 0 | 1 | 0 | 0 | 0 | 0 | 1 | 1 | 6 | 2015 | 56309^CT-1 | 56309^CT-1 | 56309^CT-1 | 56309^CT-1 | FALSE
1 | 56309 | CT-2 |  | G401 | eia860.org | 6398 | 736 |  |  | 0 | 0 | 0 | 616 |  |  | 0 | 0 | 0 | 67 |  |  | 0 | 0 | 0 | 0 |  |  | 0 | 0 | 0 | 115 |  |  | 0 | 0 | 0 | 182 |  |  | 0 | 0 | 0 | 363 |  |  | 0 | 0 | 0 | 506 |  |  | 0 | 0 | 0 | 316 |  |  | 0 | 0 | 0 | 707 |  |  | 0 | 0 | 0 | 1685 |  |  | 0 | 0 | 0 | 1105 |  |  | 0 | 0 | 0 | FALSE | CT-2 | removeChar | CT-2 | removeChar | removeChar | CT-2 | FALSE | ST | CS | CS | NG | Natural Gas Fired Combined Cycle | NG | OP | FALSE | FALSE | FALSE | 0 |  |  |  | FALSE | FALSE | FALSE |  | 0 | TRUE | FALSE | 0 | 0 | 1 | 0 | 0 | 0 | 0 | 1 | 1 | 6 | 2015 | 56309^CT-2 | 56309^CT-2 | 56309^CT-2 | 56309^CT-2 | FALSE
1 | 56309 | ST-3 |  | G401 | eia860.org | 34 | 0 |  |  | 0 | 0 | 0 | 0 |  |  | 0 | 0 | 0 | 0 |  |  | 0 | 0 | 0 | 0 |  |  | 0 | 0 | 0 | 0 |  |  | 0 | 0 | 0 | 0 |  |  | 0 | 0 | 0 | 0 |  |  | 0 | 0 | 0 | 34 |  |  | 0 | 0 | 0 | 0 |  |  | 0 | 0 | 0 | 0 |  |  | 0 | 0 | 0 | 0 |  |  | 0 | 0 | 0 | 0 |  |  | 0 | 0 | 0 | FALSE | ST-3 | removeChar | ST-3 | removeChar | removeChar | ST-3 | FALSE | CA | CA | CA | NG | Natural Gas Fired Combined Cycle | NG | OP | FALSE | FALSE | FALSE | 0 |  |  |  | FALSE | FALSE | FALSE |  | 0 | TRUE | FALSE | 0 | 0 | 1 | 0 | 0 | 0 | 0 | 1 | 1 | 6 | 2015 | 56309^ST-3 | 56309^ST-3 | 56309^ST-3 | 56309^ST-3 | FALSE
1 | 56309 | ST-4 |  | none | eia860.org | 0 | 0 |  |  | 0 | 0 | 0 | 0 |  |  | 0 | 0 | 0 | 0 |  |  | 0 | 0 | 0 | 0 |  |  | 0 | 0 | 0 | 0 |  |  | 0 | 0 | 0 | 0 |  |  | 0 | 0 | 0 | 0 |  |  | 0 | 0 | 0 | 0 |  |  | 0 | 0 | 0 | 0 |  |  | 0 | 0 | 0 | 0 |  |  | 0 | 0 | 0 | 0 |  |  | 0 | 0 | 0 | 0 |  |  | 0 | 0 | 0 | FALSE | ST-4 | removeChar | ST-4 | removeChar | removeChar | ST-4 | FALSE | CA | ST | ST | NG | Natural Gas Steam Turbine | NG | OP | FALSE | FALSE | FALSE | 0 |  |  |  | FALSE | FALSE | FALSE |  | 0 | TRUE | FALSE | 0 | 0 | 1 | 0 | 0 | 0 | 0 | 1 | 1 | 6 | 2015 | 56309^ST-4 | 56309^ST-4 | 56309^ST-4 | 56309^ST-4 | FALSE
1 | 56309 | ST-5 |  | none | eia860.org | 0 | 0 |  |  | 0 | 0 | 0 | 0 |  |  | 0 | 0 | 0 | 0 |  |  | 0 | 0 | 0 | 0 |  |  | 0 | 0 | 0 | 0 |  |  | 0 | 0 | 0 | 0 |  |  | 0 | 0 | 0 | 0 |  |  | 0 | 0 | 0 | 0 |  |  | 0 | 0 | 0 | 0 |  |  | 0 | 0 | 0 | 0 |  |  | 0 | 0 | 0 | 0 |  |  | 0 | 0 | 0 | 0 |  |  | 0 | 0 | 0 | FALSE | ST-5 | removeChar | ST-5 | removeChar | removeChar | ST-5 | FALSE | ST | ST | ST | NG | Natural Gas Steam Turbine | NG | OP | FALSE | FALSE | FALSE | 0 |  |  |  | FALSE | FALSE | FALSE |  | 0 | TRUE | FALSE | 0 | 0 | 1 | 0 | 0 | 0 | 0 | 1 | 1 | 6 | 2015 | 56309^ST-5 | 56309^ST-5 | 56309^ST-5 | 56309^ST-5 | FALSE
EIA_associationTable |  | 2015
| Utility.ID | Utility.Name | Plant.Code | Plant.Name | Boiler.ID | Generator.ID | Steam.Plant.Type
| 50130 | Trigen St Louis Energy Corporation | 56309 | Trigen St. Louis | HRSG1 | CT-1 | 2
| 50130 | Trigen St Louis Energy Corporation | 56309 | Trigen St. Louis | HRSG2 | CT-1 | 2
| 50130 | Trigen St Louis Energy Corporation | 56309 | Trigen St. Louis | HRSG1 | CT-2 | 2
| 50130 | Trigen St Louis Energy Corporation | 56309 | Trigen St. Louis | HRSG2 | CT-2 | 2
| 50130 | Trigen St Louis Energy Corporation | 56309 | Trigen St. Louis | HRSG1 | ST-3 | 2
| 50130 | Trigen St Louis Energy Corporation | 56309 | Trigen St. Louis | HRSG2 | ST-3 | 2
| 50130 | Trigen St Louis Energy Corporation | 56309 | Trigen St. Louis | HRSG1 | ST-4 | 2
| 50130 | Trigen St Louis Energy Corporation | 56309 | Trigen St. Louis | HRSG2 | ST-4 | 2
| 50130 | Trigen St Louis Energy Corporation | 56309 | Trigen St. Louis | HRSG2 | ST-5 | 2
| 50130 | Trigen St Louis Energy Corporation | 56309 | Trigen St. Louis | HRSG1 | ST-5 | 2
generator.data.860 |  | 2015
| Utility.ID | Utility.Name | Plant.Code | Plant.Name | State | County | Generator.ID | Technology | Prime.Mover | Unit.Code | Ownership | Duct.Burners | Can.Bypass.Heat.Recovery.Steam.Generator. | RTO.ISO.LMP.Node.Designation | RTO.ISO.Location.Designation.for.Reporting.Wholesale.Sales.Data.to.FERC | Nameplate.Capacity..MW. | Nameplate.Power.Factor | Summer.Capacity..MW. | Winter.Capacity..MW. | Minimum.Load..MW. | Uprate.or.Derate.Completed.During.Year | Month.Uprate.or.Derate.Completed | Year.Uprate.or.Derate.Completed | Status | Synchronized.to.Transmission.Grid | Operating.Month | Operating.Year | Planned.Retirement.Month | Planned.Retirement.Year | Associated.with.Combined.Heat.and.Power.System | Sector.Name | Sector | Topping.or.Bottoming | Energy.Source.1 | Energy.Source.2 | Energy.Source.3 | Energy.Source.4 | Energy.Source.5 | Energy.Source.6 | Startup.Source.1 | Startup.Source.2 | Startup.Source.3 | Startup.Source.4 | Solid.Fuel.Gasification.System. | Carbon.Capture.Technology. | Turbines..Inverters..or.Hydrokinetic.Buoys | Time.from.Cold.Shutdown.to.Full.Load | Fluidized.Bed.Technology. | Pulverized.Coal.Technology. | Stoker.Technology. | Other.Combustion.Technology. | Subcritical.Technology. | Supercritical.Technology. | Ultrasupercritical.Technology. | Planned.Net.Summer.Capacity.Uprate..MW. | Planned.Net.Winter.Capacity.Uprate..MW. | Planned.Uprate.Month | Planned.Uprate.Year | Planned.Net.Summer.Capacity.Derate..MW. | Planned.Net.Winter.Capacity.Derate..MW. | Planned.Derate.Month | Planned.Derate.Year | Planned.New.Prime.Mover | Planned.Energy.Source.1 | Planned.New.Nameplate.Capacity..MW. | Planned.Repower.Month | Planned.Repower.Year | Other.Planned.Modifications. | Other.Modifications.Month | Other.Modifications.Year | Cofire.Fuels. | Switch.Between.Oil.and.Natural.Gas.
| 50130 | Trigen St Louis Energy Corporation | 56309 | Trigen St. Louis | MO | St Louis | CT-1 | Natural Gas Fired Combined Cycle | CS | G401 | S | Y | X |  |  | 7.8 | 0.9 | 4.8 | 7.8 | 0.5 | N |  |  | OP | X | 7 | 1999 |  |  | Y | IPP CHP | 3 | T | NG | [9 empty] | N | N |  | 1H | [20 empty] | N |  |  | N
| 50130 | Trigen St Louis Energy Corporation | 56309 | Trigen St. Louis | MO | St Louis | CT-2 | Natural Gas Fired Combined Cycle | CS | G401 | S | Y | X |  |  | 7.8 | 0.9 | 5 | 7.8 | 0.5 | N |  |  | OP | X | 7 | 1999 |  |  | Y | IPP CHP | 3 | T | NG | [9 empty] | N | N |  | 1H | [20 empty] | N |  |  | N
| 50130 | Trigen St Louis Energy Corporation | 56309 | Trigen St. Louis | MO | St Louis | IC-1 | Petroleum Liquids | IC |  | S | X | X |  |  | 1.2 | 0.8 | 1 | 1 | 0.1 | N |  |  | OP | X | 6 | 1999 |  |  | N | IPP CHP | 3 | X | DFO | [9 empty] | N | N |  | 10M | [20 empty] | N |  |  | N
| 50130 | Trigen St Louis Energy Corporation | 56309 | Trigen St. Louis | MO | St Louis | ST-3 | Natural Gas Fired Combined Cycle | CA | G401 | S | Y | X |  |  | 18.2 | 0.8 | 18 | 18 | 1.1 | N |  |  | OP | X | 6 | 2000 |  |  | Y | IPP CHP | 3 | T | NG | [9 empty] | N |  |  | 12H
| 50130 | Trigen St Louis Energy Corporation | 56309 | Trigen St. Louis | MO | St Louis | ST-4 | Natural Gas Steam Turbine | ST |  | S | X | X |  |  | 1.5 | 0.9 | 1.5 | 1.5 | 0.1 | N |  |  | OP | X | 6 | 1999 |  |  | Y | IPP CHP | 3 | T | NG | [12 empty] | 12H
| 50130 | Trigen St Louis Energy Corporation | 56309 | Trigen St. Louis | MO | St Louis | ST-5 | Natural Gas Steam Turbine | ST |  | S | X | X |  |  | 1.5 | 0.9 | 1.5 | 1.5 | 0.1 | N |  |  | OP | X | 6 | 1999 |  |  | Y | IPP CHP | 3 | T | NG | [12 empty] | 12H
retiredGenerators.860 |  | 2015
| Utility.ID | Utility.Name | Plant.Code | Plant.Name | State | County | Generator.ID | Technology | Prime.Mover | Unit.Code | Ownership | Duct.Burners | Can.Bypass.Heat.Recovery.Steam.Generator. | RTO.ISO.LMP.Node.Designation | RTO.ISO.Location.Designation.for.Reporting.Wholesale.Sales.Data.to.FERC | Nameplate.Capacity..MW. | Nameplate.Power.Factor | Summer.Capacity..MW. | Winter.Capacity..MW. | Minimum.Load..MW. | Uprate.or.Derate.Completed.During.Year | Month.Uprate.or.Derate.Completed | Year.Uprate.or.Derate.Completed | Status | Synchronized.to.Transmission.Grid | Operating.Month | Operating.Year | Retirement.Month | Retirement.Year | Associated.with.Combined.Heat.and.Power.System | Sector.Name | Sector | Topping.or.Bottoming | Energy.Source.1 | Energy.Source.2 | Energy.Source.3 | Energy.Source.4 | Energy.Source.5 | Energy.Source.6 | Startup.Source.1 | Startup.Source.2 | Startup.Source.3 | Startup.Source.4 | Solid.Fuel.Gasification.System. | Carbon.Capture.Technology. | Turbines..Inverters..or.Hydrokinetic.Buoys | Time.from.Cold.Shutdown.to.Full.Load | Fluidized.Bed.Technology. | Pulverized.Coal.Technology. | Stoker.Technology. | Other.Combustion.Technology. | Subcritical.Technology. | Supercritical.Technology. | Ultrasupercritical.Technology. | Cofire.Fuels. | Switch.Between.Oil.and.Natural.Gas.
Boiler_InfoDesign_Parameters.860 |  | 2015
| Utility.ID | Utility.Name | Plant.Code | Plant.Name | State | Boiler.ID | Boiler.Status | Type.of.Boiler | Inservice.Month | Inservice.Year | Retirement.Month | Retirement.Year | Firing.Type.1 | Firing.Type.2 | Firing.Type.3 | Max.Steam.Flow..Thousand.Pounds.per.Hour. | Firing.Rate.Using.Coal..0.1.Tons.per.Hour. | Firing.Rate.Using.Petroleum..0.1.Barrels.per.Hour. | Firing.Rate.Using.Gas..0.1.MCF.per.Hour. | Firing.Rate.Using.Other.Fuels | Waste.Heat.Input..Million.BTU.per.Hour. | Primary.Fuel.1 | Primary.Fuel.2 | Primary.Fuel.3 | Primary.Fuel.4 | Turndown.Ratio | Efficiency.100..Load | Efficiency.50..Load | Air.Flow.100..Load..Cubic.Feet.per.Minute. | Wet.Dry.Bottom | Fly.Ash.Reinjection | Steam.Plant.Type | missingData
| 50130 | Trigen St Louis Energy Corporation | 56309 | Trigen St. Louis | MO | HRSG1 | OP | Db | 7 | 1999 | [21 empty] | 2 | 2
| 50130 | Trigen St Louis Energy Corporation | 56309 | Trigen St. Louis | MO | HRSG2 | OP | Db | 7 | 1999 | [21 empty] | 2 | 2
boilerFuelData_923 |  | 2015
| Plant.Code | Combined.Heat.And..Power.Plant | Plant.Name | Operator.Name | Operator.Id | Plant.State | Census.Region | NERC.Region | NAICS.Code | Sector.Number | Sector.Name | Boiler.ID | Reported.Prime.Mover | Reported.Fuel.Type.Code | Physical.Unit.Label | Quantity.Of.Fuel.Consumed.January | Quantity.Of.Fuel.Consumed.February | Quantity.Of.Fuel.Consumed.March | Quantity.Of.Fuel.Consumed.April | Quantity.Of.Fuel.Consumed.May | Quantity.Of.Fuel.Consumed.June | Quantity.Of.Fuel.Consumed.July | Quantity.Of.Fuel.Consumed.August | Quantity.Of.Fuel.Consumed.September | Quantity.Of.Fuel.Consumed.October | Quantity.Of.Fuel.Consumed.November | Quantity.Of.Fuel.Consumed.December | MMbtu.Per.Unit.January | MMbtu.Per.Unit.February | MMbtu.Per.Unit.March | MMbtu.Per.Unit.April | MMbtu.Per.Unit.May | MMbtu.Per.Unit.June | MMbtu.Per.Unit.July | MMbtu.Per.Unit.August | MMbtu.Per.Unit.September | MMbtu.Per.Unit.October | MMbtu.Per.Unit.November | MMbtu.Per.Unit.December | Sulfur.Content.January | Sulfur.Content.February | Sulfur.Content.March | Sulfur.Content.April | Sulfur.Content.May | Sulfur.Content.June | Sulfur.Content.July | Sulfur.Content.August | Sulfur.Content.September | Sulfur.Content.October | Sulfur.Content.November | Sulfur.Content.December | Ash.Content.January | Ash.Content.February | Ash.Content.March | Ash.Content.April | Ash.Content.May | Ash.Content.June | Ash.Content.July | Ash.Content.August | Ash.Content.September | Ash.Content.October | Ash.Content.November | Ash.Content.December | Total.Fuel.Consumption.Quantity | YEAR | missingData
| 56309 | Y | Trigen St. Louis | Trigen St Louis Energy Corporation | 50130 | MO | WNC | SERC | 22 | 3 | NAICS-22 Cogen | CT-1 | CS | NG | Mcf | 8780 | 0 | 0 | 881 | 0 | 17 | 2235 | 322 | 3750 | 15075 | 19041 | 7836 | 1.02 | 0 | 0 | 1.02 | 0 | 1.02 | 1.02 | 1.02 | 1.02 | 1.02 | 1.02 | 1.02 | 0 | 0 | 0 | 0 | 0 | 0 | 0 | 0 | 0 | 0 | 0 | 0 | 0 | 0 | 0 | 0 | 0 | 0 | 0 | 0 | 0 | 0 | 0 | 0 | 57937 | 2015 | 0
| 56309 | Y | Trigen St. Louis | Trigen St Louis Energy Corporation | 50130 | MO | WNC | SERC | 22 | 3 | NAICS-22 Cogen | CT-2 | CS | NG | Mcf | 9800 | 8481 | 986 | 0 | 1676 | 2659 | 5061 | 7296 | 4162 | 9700 | 23247 | 15127 | 1.02 | 1.02 | 1.02 | 0 | 1.02 | 1.02 | 1.02 | 1.02 | 1.02 | 1.02 | 1.02 | 1.02 | 0 | 0 | 0 | 0 | 0 | 0 | 0 | 0 | 0 | 0 | 0 | 0 | 0 | 0 | 0 | 0 | 0 | 0 | 0 | 0 | 0 | 0 | 0 | 0 | 88195 | 2015 | 0
| 56309 | Y | Trigen St. Louis | Trigen St Louis Energy Corporation | 50130 | MO | WNC | SERC | 22 | 3 | NAICS-22 Cogen | HRSG1 | CA | NG | Mcf | 9284 | 916 | 753 | 430 | 0 | 0 | 0 | 277 | 250 | 6758 | 6840 | 4921 | 1.02 | 1.02 | 1.02 | 1.02 | 0 | 0 | 0 | 1.02 | 1.02 | 1.02 | 1.02 | 1.02 | 0 | 0 | 0 | 0 | 0 | 0 | 0 | 0 | 0 | 0 | 0 | 0 | 0 | 0 | 0 | 0 | 0 | 0 | 0 | 0 | 0 | 0 | 0 | 0 | 30429 | 2015 | 0
| 56309 | Y | Trigen St. Louis | Trigen St Louis Energy Corporation | 50130 | MO | WNC | SERC | 22 | 3 | NAICS-22 Cogen | HRSG1 | ST | NG | Mcf | 0 | 0 | 0 | 0 | 0 | 0 | 0 | 0 | 0 | 0 | 0 | 0 | 0 | 0 | 0 | 0 | 0 | 0 | 0 | 0 | 0 | 0 | 0 | 0 | 0 | 0 | 0 | 0 | 0 | 0 | 0 | 0 | 0 | 0 | 0 | 0 | 0 | 0 | 0 | 0 | 0 | 0 | 0 | 0 | 0 | 0 | 0 | 0 | 0 | 2015 | 44
| 56309 | Y | Trigen St. Louis | Trigen St Louis Energy Corporation | 50130 | MO | WNC | SERC | 22 | 3 | NAICS-22 Cogen | HRSG2 | CA | NG | Mcf | 44293 | 39920 | 6752 | 42 | 841 | 1216 | 1037 | 2833 | 498 | 1500 | 14360 | 8271 | 1.02 | 1.02 | 1.02 | 1.02 | 1.02 | 1.02 | 1.02 | 1.02 | 1.02 | 1.02 | 1.02 | 1.02 | 0 | 0 | 0 | 0 | 0 | 0 | 0 | 0 | 0 | 0 | 0 | 0 | 0 | 0 | 0 | 0 | 0 | 0 | 0 | 0 | 0 | 0 | 0 | 0 | 121563 | 2015 | 0
| 56309 | Y | Trigen St. Louis | Trigen St Louis Energy Corporation | 50130 | MO | WNC | SERC | 22 | 3 | NAICS-22 Cogen | HRSG2 | ST | NG | Mcf | 0 | 0 | 0 | 0 | 0 | 0 | 0 | 0 | 0 | 0 | 0 | 0 | 0 | 0 | 0 | 0 | 0 | 0 | 0 | 0 | 0 | 0 | 0 | 0 | 0 | 0 | 0 | 0 | 0 | 0 | 0 | 0 | 0 | 0 | 0 | 0 | 0 | 0 | 0 | 0 | 0 | 0 | 0 | 0 | 0 | 0 | 0 | 0 | 0 | 2015 | 44
generation.data.923 |  | 2015
| Plant.Code | Combined.Heat.And.Power.Plant | Plant.Name | Operator.Name | Operator.Id | Plant.State | Census.Region | NERC.Region | NAICS.Code | Sector.Number | Sector.Name | Generator.ID | Reported.Prime.Mover | Net.Generation.January | Net.Generation.February | Net.Generation.March | Net.Generation.April | Net.Generation.May | Net.Generation.June | Net.Generation.July | Net.Generation.August | Net.Generation.September | Net.Generation.October | Net.Generation.November | Net.Generation.December | Net.Generation.Year.To.Date | YEAR | missingData
| 56309 | Y | Trigen St. Louis | Trigen St Louis Energy Corporation | 50130 | MO | WNC | SERC | 22 | 3 | NAICS-22 Cogen | CT-2 | CS | 736 | 616 | 67 | 0 | 115 | 182 | 363 | 506 | 316 | 707 | 1685 | 1105 | 6398 | 2015 | 0
| 56309 | Y | Trigen St. Louis | Trigen St Louis Energy Corporation | 50130 | MO | WNC | SERC | 22 | 3 | NAICS-22 Cogen | ST-5 | ST | 0 | 0 | 0 | 0 | 0 | 0 | 0 | 0 | 0 | 0 | 0 | 0 | 0 | 2015 | 11
| 56309 | Y | Trigen St. Louis | Trigen St Louis Energy Corporation | 50130 | MO | WNC | SERC | 22 | 3 | NAICS-22 Cogen | CT-1 | CS | 639 | 0 | 0 | 61 | 0 | 1 | 155 | 22 | 239 | 1018 | 1379 | 570 | 4084 | 2015 | 0
| 56309 | Y | Trigen St. Louis | Trigen St Louis Energy Corporation | 50130 | MO | WNC | SERC | 22 | 3 | NAICS-22 Cogen | ST-3 | CA | 0 | 0 | 0 | 0 | 0 | 0 | 0 | 34 | 0 | 0 | 0 | 0 | 34 | 2015 | 0
| 56309 | Y | Trigen St. Louis | Trigen St Louis Energy Corporation | 50130 | MO | WNC | SERC | 22 | 3 | NAICS-22 Cogen | ST-4 | ST | 0 | 0 | 0 | 0 | 0 | 0 | 0 | 0 | 0 | 0 | 0 | 0 | 0 | 2015 | 11
page1GenFuelData.923 |  | 2015
| Plant.Code | Combined.Heat.And.Power.Plant | Nuclear.Unit.Id | Plant.Name | Operator.Name | Operator.Id | Plant.State | Census.Region | NERC.Region | Reserved | NAICS.Code | EIA.Sector.Number | Sector.Name | Reported.Prime.Mover | Reported.Fuel.Type.Code | AER.Fuel.Type.Code | Reserved.1 | Reserved.2 | Physical.Unit.Label | Quantity.January | Quantity.February | Quantity.March | Quantity.April | Quantity.May | Quantity.June | Quantity.July | Quantity.August | Quantity.September | Quantity.October | Quantity.November | Quantity.December | Elec_Quantity.January | Elec_Quantity.February | Elec_Quantity.March | Elec_Quantity.April | Elec_Quantity.May | Elec_Quantity.June | Elec_Quantity.July | Elec_Quantity.August | Elec_Quantity.September | Elec_Quantity.October | Elec_Quantity.November | Elec_Quantity.December | MMBtuPer_Unit.January | MMBtuPer_Unit.February | MMBtuPer_Unit.March | MMBtuPer_Unit.April | MMBtuPer_Unit.May | MMBtuPer_Unit.June | MMBtuPer_Unit.July | MMBtuPer_Unit.August | MMBtuPer_Unit.September | MMBtuPer_Unit.October | MMBtuPer_Unit.November | MMBtuPer_Unit.December | Tot_MMBtu.January | Tot_MMBtu.February | Tot_MMBtu.March | Tot_MMBtu.April | Tot_MMBtu.May | Tot_MMBtu.June | Tot_MMBtu.July | Tot_MMBtu.August | Tot_MMBtu.September | Tot_MMBtu.October | Tot_MMBtu.November | Tot_MMBtu.December | Elec_MMBtu.January | Elec_MMBtu.February | Elec_MMBtu.March | Elec_MMBtu.April | Elec_MMBtu.May | Elec_MMBtu.June | Elec_MMBtu.July | Elec_MMBtu.August | Elec_MMBtu.September | Elec_MMBtu.October | Elec_MMBtu.November | Elec_MMBtu.December | Netgen.January | Netgen.February | Netgen.March | Netgen.April | Netgen.May | Netgen.June | Netgen.July | Netgen.August | Netgen.September | Netgen.October | Netgen.November | Netgen.December | Total.Fuel.Consumption.Quantity | Electric.Fuel.Consumption.Quantity | Total.Fuel.Consumption.MMBtu | Elec.Fuel.Consumption.MMBtu | Net.Generation..Megawatthours. | YEAR | missingData
| 56309 | Y | . | Trigen St. Louis | Trigen St Louis Energy Corporation | 50130 | MO | WNC | SERC |  | 22 | 3 | NAICS-22 Cogen | CA | NG | NG |  |  | mcf | 53577 | 40836 | 7505 | 472 | 841 | 1216 | 1037 | 3110 | 748 | 8258 | 21200 | 13192 | 0 | 0 | 0 | 0 | 0 | 0 | 0 | 424 | 0 | 0 | 0 | 0 | 1.02 | 1.02 | 1.02 | 1.02 | 1.02 | 1.02 | 1.02 | 1.02 | 1.02 | 1.02 | 1.02 | 1.02 | 54649 | 41653 | 7655 | 481 | 858 | 1240 | 1058 | 3172 | 763 | 8423 | 21624 | 13456 | 0 | 0 | 0 | 0 | 0 | 0 | 0 | 432 | 0 | 0 | 0 | 0 | 0 | 0 | 0 | 0 | 0 | 0 | 0 | 34 | 0 | 0 | 0 | 0 | 151992 | 424 | 155032 | 432 | 34 | 2015 | 0
| 56309 | Y | . | Trigen St. Louis | Trigen St Louis Energy Corporation | 50130 | MO | WNC | SERC |  | 22 | 3 | NAICS-22 Cogen | CS | NG | NG |  |  | mcf | 18580 | 8481 | 986 | 881 | 1676 | 2676 | 7296 | 7618 | 7912 | 24775 | 42288 | 22963 | 7912 | 3637 | 404 | 356 | 675 | 1068 | 2910 | 3069 | 3123 | 9722 | 17517 | 9605 | 1.02 | 1.02 | 1.02 | 1.02 | 1.02 | 1.02 | 1.02 | 1.02 | 1.02 | 1.02 | 1.02 | 1.02 | 18952 | 8651 | 1006 | 899 | 1710 | 2730 | 7442 | 7770 | 8070 | 25271 | 43134 | 23422 | 8070 | 3710 | 412 | 363 | 688 | 1089 | 2968 | 3130 | 3185 | 9916 | 17867 | 9797 | 1375 | 616 | 67 | 61 | 115 | 183 | 518 | 528 | 555 | 1725 | 3064 | 1675 | 146132 | 59998 | 149057 | 61195 | 10482 | 2015 | 0
| 56309 | Y | . | Trigen St. Louis | Trigen St Louis Energy Corporation | 50130 | MO | WNC | SERC |  | 22 | 3 | NAICS-22 Cogen | IC | DFO | DFO |  |  | barrels | 1 | 1 | 1 | 0 | 2 | 1 | 1 | 1 | 0 | 1 | 1 | 1 | 1 | 1 | 1 | 0 | 2 | 1 | 1 | 1 | 0 | 1 | 1 | 1 | 5.8 | 5.8 | 5.8 | 0 | 5.8 | 5.8 | 5.8 | 5.8 | 0 | 5.8 | 5.8 | 5.8 | 6 | 6 | 6 | 0 | 12 | 6 | 6 | 6 | 0 | 6 | 6 | 6 | 6 | 6 | 5 | 0 | 12 | 5 | 6 | 6 | 0 | 5 | 5 | 6 | 0.844 | 0.568 | 0.407 | 0.312 | 1.369 | 0.477 | 0.675 | 0.495 | 0.305 | 0.403 | 0.446 | 0.699 | 11 | 11 | 66 | 62 | 7 | 2015 | 0
| 56309 | Y | . | Trigen St. Louis | Trigen St Louis Energy Corporation | 50130 | MO | WNC | SERC |  | 22 | 3 | NAICS-22 Cogen | ST | NG | NG |  |  | mcf | 0 | 0 | 0 | 0 | 0 | 0 | 0 | 0 | 0 | 0 | 0 | 0 | 0 | 0 | 0 | 0 | 0 | 0 | 0 | 0 | 0 | 0 | 0 | 0 | 0 | 0 | 0 | 0 | 0 | 0 | 0 | 0 | 0 | 0 | 0 | 0 | 0 | 0 | 0 | 0 | 0 | 0 | 0 | 0 | 0 | 0 | 0 | 0 | 0 | 0 | 0 | 0 | 0 | 0 | 0 | 0 | 0 | 0 | 0 | 0 | 0 | 0 | 0 | 0 | 0 | 0 | 0 | 0 | 0 | 0 | 0 | 0 | 0 | 0 | 0 | 0 | 0 | 2015 | 0
FuelHeatByLine |  | 2015
| Plant.Code | Boiler.ID | bogen | Reported.Prime.Mover_bf.923 | Reported.Fuel.Type.Code | Fuel.Heat.January | Fuel.Heat.February | Fuel.Heat.March | Fuel.Heat.April | Fuel.Heat.May | Fuel.Heat.June | Fuel.Heat.July | Fuel.Heat.August | Fuel.Heat.September | Fuel.Heat.October | Fuel.Heat.November | Fuel.Heat.December | YEAR
| 56309 | CT-1 | 56309^1 | CS | NG | 8955.6 | 0 | 0 | 898.62 | 0 | 17.34 | 2279.7 | 328.44 | 3825 | 15376.5 | 19421.82 | 7992.72 | 2015
| 56309 | CT-2 | 56309^1 | CS | NG | 9996 | 8650.62 | 1005.72 | 0 | 1709.52 | 2712.18 | 5162.22 | 7441.92 | 4245.24 | 9894 | 23711.94 | 15429.54 | 2015
| 56309 | HRSG1 | 56309^1 | CA | NG | 9469.68 | 934.32 | 768.06 | 438.6 | 0 | 0 | 0 | 282.54 | 255 | 6893.16 | 6976.8 | 5019.42 | 2015
| 56309 | HRSG1 | 56309^1 | ST | NG | 0 | 0 | 0 | 0 | 0 | 0 | 0 | 0 | 0 | 0 | 0 | 0 | 2015
| 56309 | HRSG2 | 56309^1 | ST | NG | 0 | 0 | 0 | 0 | 0 | 0 | 0 | 0 | 0 | 0 | 0 | 0 | 2015
| 56309 | HRSG2 | 56309^1 | CA | NG | 45178.86 | 40718.4 | 6887.04 | 42.84 | 857.82 | 1240.32 | 1057.74 | 2889.66 | 507.96 | 1530 | 14647.2 | 8436.42 | 2015
NetGenByLine |  | 2015
| Plant.Code | Generator.ID | bogen | Reported.Prime.Mover | Net.Generation.Year.To.Date | Net.Generation.January | Net.Generation.February | Net.Generation.March | Net.Generation.April | Net.Generation.May | Net.Generation.June | Net.Generation.July | Net.Generation.August | Net.Generation.September | Net.Generation.October | Net.Generation.November | Net.Generation.December | YEAR
| 56309 | CT-1 | 56309^1 | CS | 4084 | 639 | 0 | 0 | 61 | 0 | 1 | 155 | 22 | 239 | 1018 | 1379 | 570 | 2015
| 56309 | CT-2 | 56309^1 | CS | 6398 | 736 | 616 | 67 | 0 | 115 | 182 | 363 | 506 | 316 | 707 | 1685 | 1105 | 2015
| 56309 | ST-3 | 56309^1 | CA | 34 | 0 | 0 | 0 | 0 | 0 | 0 | 0 | 34 | 0 | 0 | 0 | 0 | 2015
| 56309 | ST-4 | 56309^1 | ST | 0 | 0 | 0 | 0 | 0 | 0 | 0 | 0 | 0 | 0 | 0 | 0 | 0 | 2015
| 56309 | ST-5 | 56309^1 | ST | 0 | 0 | 0 | 0 | 0 | 0 | 0 | 0 | 0 | 0 | 0 | 0 | 0 | 2015
FuelHeatByBoilerID |  | 2015
| Plant.Code | Boiler.ID | bogen | Reported.Prime.Mover_bf.923 | flagFuelHeat | Boiler.ID.Total.Fuel.Heat.January | Boiler.ID.Total.Fuel.Heat.February | Boiler.ID.Total.Fuel.Heat.March | Boiler.ID.Total.Fuel.Heat.April | Boiler.ID.Total.Fuel.Heat.May | Boiler.ID.Total.Fuel.Heat.June | Boiler.ID.Total.Fuel.Heat.July | Boiler.ID.Total.Fuel.Heat.August | Boiler.ID.Total.Fuel.Heat.September | Boiler.ID.Total.Fuel.Heat.October | Boiler.ID.Total.Fuel.Heat.November | Boiler.ID.Total.Fuel.Heat.December | YEAR
| 56309 | CT-1 | 56309^1 | CS | 0 | 8955.6 | 0 | 0 | 898.62 | 0 | 17.34 | 2279.7 | 328.44 | 3825 | 15376.5 | 19421.82 | 7992.72 | 2015
| 56309 | CT-2 | 56309^1 | CS | 0 | 9996 | 8650.62 | 1005.72 | 0 | 1709.52 | 2712.18 | 5162.22 | 7441.92 | 4245.24 | 9894 | 23711.94 | 15429.54 | 2015
| 56309 | HRSG1 | 56309^1 | CA | 0 | 9469.68 | 934.32 | 768.06 | 438.6 | 0 | 0 | 0 | 282.54 | 255 | 6893.16 | 6976.8 | 5019.42 | 2015
| 56309 | HRSG2 | 56309^1 | CA | 0 | 45178.86 | 40718.4 | 6887.04 | 42.84 | 857.82 | 1240.32 | 1057.74 | 2889.66 | 507.96 | 1530 | 14647.2 | 8436.42 | 2015
NetGenByGeneratorID |  | 2015
| Plant.Code | Generator.ID | bogen | Reported.Prime.Mover_923 | Net.Generation.mwh | Generator.ID.Total.Net.Generation.January | Generator.ID.Total.Net.Generation.February | Generator.ID.Total.Net.Generation.March | Generator.ID.Total.Net.Generation.April | Generator.ID.Total.Net.Generation.May | Generator.ID.Total.Net.Generation.June | Generator.ID.Total.Net.Generation.July | Generator.ID.Total.Net.Generation.August | Generator.ID.Total.Net.Generation.September | Generator.ID.Total.Net.Generation.October | Generator.ID.Total.Net.Generation.November | Generator.ID.Total.Net.Generation.December | YEAR
| 56309 | CT-1 | 56309^1 | CS | 4084 | 639 | 0 | 0 | 61 | 0 | 1 | 155 | 22 | 239 | 1018 | 1379 | 570 | 2015
| 56309 | CT-2 | 56309^1 | CS | 6398 | 736 | 616 | 67 | 0 | 115 | 182 | 363 | 506 | 316 | 707 | 1685 | 1105 | 2015
| 56309 | ST-3 | 56309^1 | CA | 34 | 0 | 0 | 0 | 0 | 0 | 0 | 0 | 34 | 0 | 0 | 0 | 0 | 2015
| 56309 | ST-4 | 56309^1 | ST | 0 | 0 | 0 | 0 | 0 | 0 | 0 | 0 | 0 | 0 | 0 | 0 | 0 | 2015
| 56309 | ST-5 | 56309^1 | ST | 0 | 0 | 0 | 0 | 0 | 0 | 0 | 0 | 0 | 0 | 0 | 0 | 0 | 2015
FuelHeatByBogen |  | 2015
| Plant.Code | blankCol | bogen | Reported.Prime.Mover_bf.923 | flagFuelHeat | Bogen.Total.Fuel.Heat.January | Bogen.Total.Fuel.Heat.February | Bogen.Total.Fuel.Heat.March | Bogen.Total.Fuel.Heat.April | Bogen.Total.Fuel.Heat.May | Bogen.Total.Fuel.Heat.June | Bogen.Total.Fuel.Heat.July | Bogen.Total.Fuel.Heat.August | Bogen.Total.Fuel.Heat.September | Bogen.Total.Fuel.Heat.October | Bogen.Total.Fuel.Heat.November | Bogen.Total.Fuel.Heat.December | YEAR
| 56309 |  | 56309^1 | CS | 0 | 73600.14 | 50303.34 | 8660.82 | 1380.06 | 2567.34 | 3969.84 | 8499.66 | 10942.56 | 8833.2 | 33693.66 | 64757.76 | 36878.1 | 2015
| 56309 |  | 56309^1 | CA | 0 | 73600.14 | 50303.34 | 8660.82 | 1380.06 | 2567.34 | 3969.84 | 8499.66 | 10942.56 | 8833.2 | 33693.66 | 64757.76 | 36878.1 | 2015
NetGenByBogen |  | 2015
| Plant.Code | blankCol | bogen | Reported.Prime.Mover_923 | Net.Generation.mwh | Bogen.Total.Net.Generation.January | Bogen.Total.Net.Generation.February | Bogen.Total.Net.Generation.March | Bogen.Total.Net.Generation.April | Bogen.Total.Net.Generation.May | Bogen.Total.Net.Generation.June | Bogen.Total.Net.Generation.July | Bogen.Total.Net.Generation.August | Bogen.Total.Net.Generation.September | Bogen.Total.Net.Generation.October | Bogen.Total.Net.Generation.November | Bogen.Total.Net.Generation.December | YEAR
| 56309 |  | 56309^1 | CS | 4084 | 1375 | 616 | 67 | 61 | 115 | 183 | 518 | 562 | 555 | 1725 | 3064 | 1675 | 2015
| 56309 |  | 56309^1 | CS | 6398 | 1375 | 616 | 67 | 61 | 115 | 183 | 518 | 562 | 555 | 1725 | 3064 | 1675 | 2015
| 56309 |  | 56309^1 | CA | 34 | 1375 | 616 | 67 | 61 | 115 | 183 | 518 | 562 | 555 | 1725 | 3064 | 1675 | 2015
| 56309 |  | 56309^1 | ST | 0 | 1375 | 616 | 67 | 61 | 115 | 183 | 518 | 562 | 555 | 1725 | 3064 | 1675 | 2015
ThermalEfficiencyByBogen |  | 2015
| Plant.Code | blankCol | bogen | Reported.Prime.Mover_923 | Net.Generation.mwh | ThermalEfficiency.January | ThermalEfficiency.February | ThermalEfficiency.March | ThermalEfficiency.April | ThermalEfficiency.May | ThermalEfficiency.June | ThermalEfficiency.July | ThermalEfficiency.August | ThermalEfficiency.September | ThermalEfficiency.October | ThermalEfficiency.November | ThermalEfficiency.December | YEAR
| 56309 |  | 56309^1 | CS | 4084 | 0.063746 | 0.041784 | 0.026396 | 0.15082 | 0.15284 | 0.15729 | 0.20795 | 0.17524 | 0.21439 | 0.17469 | 0.16144 | 0.15498 | 2015
| 56309 |  | 56309^1 | CS | 6398 | 0.063746 | 0.041784 | 0.026396 | 0.15082 | 0.15284 | 0.15729 | 0.20795 | 0.17524 | 0.21439 | 0.17469 | 0.16144 | 0.15498 | 2015
| 56309 |  | 56309^1 | CA | 34 | 0.063746 | 0.041784 | 0.026396 | 0.15082 | 0.15284 | 0.15729 | 0.20795 | 0.17524 | 0.21439 | 0.17469 | 0.16144 | 0.15498 | 2015
| 56309 |  | 56309^1 | ST | 0 | 0.063746 | 0.041784 | 0.026396 | 0.15082 | 0.15284 | 0.15729 | 0.20795 | 0.17524 | 0.21439 | 0.17469 | 0.16144 | 0.15498 | 2015

## 58870
2015 | Plant.Code | orig_sheet3_key | auto_sheet3_flags | auto_sheet3_key | orig_sheet4_key | auto_sheet4_flags | auto_sheet4_key | EIA_associationTable | generator.data.860 | retiredGenerators.860 | Boiler_InfoDesign_Parameters.860 | boilerFuelData_923 | generation.data.923 | page1GenFuelData.923 | FuelHeatByLine | NetGenByLine | FuelHeatByBoilerID | NetGenByGeneratorID | FuelHeatByBogen | NetGenByBogen | ThermalEfficiencyByBogen
#Rows | 58870 | 0 | 0 | 0 | 0 | 0 | 0 | 0 | 1 | 0 | 0 | 0 | 0 | 1 | 0 | 0 | 0 | 0 | 1 | 1 | 1
orig_sheet3_key |  | 2015
| plant_bo | bogen | Plant.Code
auto_sheet3_flags |  | 2015
| Plant.Code | plant_bo | bogen | missing.from.923 | unmapped_but_in_923 | unmapped | Orphan.Boiler | Boiler.Status | Boiler.ID.NotIn.Assoc | missingPlant.assoc | missingPlant.boilerDesignData.860 | missingPlant.generation.data.923 | missingPlant.boilerFuelData.923 | flag.CACT.missingPair | missing.bf.923 | flag.ST.missing.bf.923 | flag.ST.missing.bf.923.unmapped | flag_RPM | flag_floatingGen | flag_BoilerRetired | flag_Boiler.Status | flag_923bogenCTonly | flagFuelHeat | flag_STassoc_CT_CS_CA | flag_CSassociation | flagFH_no_NG_January | flagNG_no_FH_January | flagFuelHeat_January | flagFH_no_NG_February | flagNG_no_FH_February | flagFuelHeat_February | flagFH_no_NG_March | flagNG_no_FH_March | flagFuelHeat_March | flagFH_no_NG_April | flagNG_no_FH_April | flagFuelHeat_April | flagFH_no_NG_May | flagNG_no_FH_May | flagFuelHeat_May | flagFH_no_NG_June | flagNG_no_FH_June | flagFuelHeat_June | flagFH_no_NG_July | flagNG_no_FH_July | flagFuelHeat_July | flagFH_no_NG_August | flagNG_no_FH_August | flagFuelHeat_August | flagFH_no_NG_September | flagNG_no_FH_September | flagFuelHeat_September | flagFH_no_NG_October | flagNG_no_FH_October | flagFuelHeat_October | flagFH_no_NG_November | flagNG_no_FH_November | flagFuelHeat_November | flagFH_no_NG_December | flagNG_no_FH_December | flagFuelHeat_December | flag_ManualPlant | flag_MisMatch
auto_sheet3_key |  | 2015
manualEdit | Plant.Code | bogen | Boiler.ID | Unit.Code | bga.source | Boiler.ID.Total.Fuel.Heat.January | PlantLine.Total.Fuel.Heat.January | flagNG_no_FH_January | flagFH_no_NG_January | flagFuelHeat_January | Boiler.ID.Total.Fuel.Heat.February | PlantLine.Total.Fuel.Heat.February | flagNG_no_FH_February | flagFH_no_NG_February | flagFuelHeat_February | Boiler.ID.Total.Fuel.Heat.March | PlantLine.Total.Fuel.Heat.March | flagNG_no_FH_March | flagFH_no_NG_March | flagFuelHeat_March | Boiler.ID.Total.Fuel.Heat.April | PlantLine.Total.Fuel.Heat.April | flagNG_no_FH_April | flagFH_no_NG_April | flagFuelHeat_April | Boiler.ID.Total.Fuel.Heat.May | PlantLine.Total.Fuel.Heat.May | flagNG_no_FH_May | flagFH_no_NG_May | flagFuelHeat_May | Boiler.ID.Total.Fuel.Heat.June | PlantLine.Total.Fuel.Heat.June | flagNG_no_FH_June | flagFH_no_NG_June | flagFuelHeat_June | Boiler.ID.Total.Fuel.Heat.July | PlantLine.Total.Fuel.Heat.July | flagNG_no_FH_July | flagFH_no_NG_July | flagFuelHeat_July | Boiler.ID.Total.Fuel.Heat.August | PlantLine.Total.Fuel.Heat.August | flagNG_no_FH_August | flagFH_no_NG_August | flagFuelHeat_August | Boiler.ID.Total.Fuel.Heat.September | PlantLine.Total.Fuel.Heat.September | flagNG_no_FH_September | flagFH_no_NG_September | flagFuelHeat_September | Boiler.ID.Total.Fuel.Heat.October | PlantLine.Total.Fuel.Heat.October | flagNG_no_FH_October | flagFH_no_NG_October | flagFuelHeat_October | Boiler.ID.Total.Fuel.Heat.November | PlantLine.Total.Fuel.Heat.November | flagNG_no_FH_November | flagFH_no_NG_November | flagFuelHeat_November | Boiler.ID.Total.Fuel.Heat.December | PlantLine.Total.Fuel.Heat.December | flagNG_no_FH_December | flagFH_no_NG_December | flagFuelHeat_December | missing.from.923 | flagBoiler.ID_assoc | orig_Boiler.ID_assoc | orig_Boiler.ID_bf.923 | flagBoiler.ID_bf.923 | missing.bf.923 | Reported.Prime.Mover_bf.923 | Reported.Prime.Mover_923 | Reported.Prime.Mover_860 | Reported.Fuel.Type.Code | Technology | Energy.Source.1 | unmapped_but_in_923 | unmapped | Orphan.Boiler | Boiler.Status | Boiler.Retirement.Year | Boiler.Retirement.Month | flag_BoilerRetired | flag_Boiler.Status | Boiler.ID.NotIn.Assoc | missingPlant.assoc | missingPlant.boilerDesignData.860 | missingPlant.generation.data.923 | missingPlant.boilerFuelData.923 | Reported.Prime.Mover_page1 | flag.ST.missing.bf.923 | flag.CACT.missingPair | flag_923bogenCTonly | flag.NGCC.badFuel | flag.ST.missing.bf.923.unmapped | flag_RPM | flag_floatingGen | flagFuelHeat | flag_STassoc_CT_CS_CA | flag_CSassociation | countFlags | YEAR | plant_bo | plant_bo_bf.923 | plant_bo_assoc
orig_sheet4_key |  | 2015
| plant_gen | bogen | Plant.Code
auto_sheet4_flags |  | 2015
| Plant.Code | plant_gen | bogen | missing.from.923 | Generator.Status | Orphan.Generator | unmapped_but_in_923 | unmapped | missingPlant.assoc | missingPlant.generator.data.860 | missingPlant.generation.data.923 | flag.CACT.missingPair | missing.bf.923 | missing.generation.data | flag.ST.missing.bf.923 | flag.ST.missing.bf.923.unmapped | flag_RPM | flag_floatingGen | flag_GeneratorRetired | flag_Generator.Status | flag_923bogenCTonly | flagFuelHeat | flag_STassoc_CT_CS_CA | flag_CSassociation | flagNetGenWithoutFuelHeat | flagFuelHeatWithoutNetGen | flagFH_no_NG_January | flagNG_no_FH_January | flagFuelHeat_January | flagFH_no_NG_February | flagNG_no_FH_February | flagFuelHeat_February | flagFH_no_NG_March | flagNG_no_FH_March | flagFuelHeat_March | flagFH_no_NG_April | flagNG_no_FH_April | flagFuelHeat_April | flagFH_no_NG_May | flagNG_no_FH_May | flagFuelHeat_May | flagFH_no_NG_June | flagNG_no_FH_June | flagFuelHeat_June | flagFH_no_NG_July | flagNG_no_FH_July | flagFuelHeat_July | flagFH_no_NG_August | flagNG_no_FH_August | flagFuelHeat_August | flagFH_no_NG_September | flagNG_no_FH_September | flagFuelHeat_September | flagFH_no_NG_October | flagNG_no_FH_October | flagFuelHeat_October | flagFH_no_NG_November | flagNG_no_FH_November | flagFuelHeat_November | flagFH_no_NG_December | flagNG_no_FH_December | flagFuelHeat_December | flag_ManualPlant | flag_MisMatch
auto_sheet4_key |  | 2015
manualEdit | Plant.Code | Generator.ID | bogen | Unit.Code | bga.source | Net.Generation.mwh | Generator.ID.Total.Net.Generation.January | PlantLine.Total.Fuel.Heat.January | PlantLine.Total.Net.Generation.January | flagNG_no_FH_January | flagFH_no_NG_January | flagFuelHeat_January | Generator.ID.Total.Net.Generation.February | PlantLine.Total.Fuel.Heat.February | PlantLine.Total.Net.Generation.February | flagNG_no_FH_February | flagFH_no_NG_February | flagFuelHeat_February | Generator.ID.Total.Net.Generation.March | PlantLine.Total.Fuel.Heat.March | PlantLine.Total.Net.Generation.March | flagNG_no_FH_March | flagFH_no_NG_March | flagFuelHeat_March | Generator.ID.Total.Net.Generation.April | PlantLine.Total.Fuel.Heat.April | PlantLine.Total.Net.Generation.April | flagNG_no_FH_April | flagFH_no_NG_April | flagFuelHeat_April | Generator.ID.Total.Net.Generation.May | PlantLine.Total.Fuel.Heat.May | PlantLine.Total.Net.Generation.May | flagNG_no_FH_May | flagFH_no_NG_May | flagFuelHeat_May | Generator.ID.Total.Net.Generation.June | PlantLine.Total.Fuel.Heat.June | PlantLine.Total.Net.Generation.June | flagNG_no_FH_June | flagFH_no_NG_June | flagFuelHeat_June | Generator.ID.Total.Net.Generation.July | PlantLine.Total.Fuel.Heat.July | PlantLine.Total.Net.Generation.July | flagNG_no_FH_July | flagFH_no_NG_July | flagFuelHeat_July | Generator.ID.Total.Net.Generation.August | PlantLine.Total.Fuel.Heat.August | PlantLine.Total.Net.Generation.August | flagNG_no_FH_August | flagFH_no_NG_August | flagFuelHeat_August | Generator.ID.Total.Net.Generation.September | PlantLine.Total.Fuel.Heat.September | PlantLine.Total.Net.Generation.September | flagNG_no_FH_September | flagFH_no_NG_September | flagFuelHeat_September | Generator.ID.Total.Net.Generation.October | PlantLine.Total.Fuel.Heat.October | PlantLine.Total.Net.Generation.October | flagNG_no_FH_October | flagFH_no_NG_October | flagFuelHeat_October | Generator.ID.Total.Net.Generation.November | PlantLine.Total.Fuel.Heat.November | PlantLine.Total.Net.Generation.November | flagNG_no_FH_November | flagFH_no_NG_November | flagFuelHeat_November | Generator.ID.Total.Net.Generation.December | PlantLine.Total.Fuel.Heat.December | PlantLine.Total.Net.Generation.December | flagNG_no_FH_December | flagFH_no_NG_December | flagFuelHeat_December | missing.from.923 | orig_Generator.ID_923 | flagGenerator.ID_923 | orig_Generator.ID_860 | flagGenerator.ID_860 | flagGenerator.ID_assoc | orig_Generator.ID_assoc | missing.bf.923 | Reported.Prime.Mover_bf.923 | Reported.Prime.Mover_923 | Reported.Prime.Mover_860 | Reported.Fuel.Type.Code | Technology | Energy.Source.1 | Generator.Status | Orphan.Generator | unmapped_but_in_923 | unmapped | flag_Generator.Status | Generator.Retirement.Year | Generator.Retirement.Month | flag_GeneratorRetired | missingPlant.assoc | missingPlant.generator.data.860 | missingPlant.generation.data.923 | Reported.Prime.Mover_page1 | flag.ST.missing.bf.923 | flag.CACT.missingPair | flag_923bogenCTonly | flag.NGCC.badFuel | flag.ST.missing.bf.923.unmapped | flag_RPM | flag_floatingGen | flagNetGenWithoutFuelHeat | flagFuelHeatWithoutNetGen | flagFuelHeat | flag_STassoc_CT_CS_CA | flag_CSassociation | countFlags | YEAR | plant_gen | plant_gen.923 | plant_gen.860 | plant_gen_assoc | missing.generation.data
EIA_associationTable |  | 2015
| Utility.ID | Utility.Name | Plant.Code | Plant.Name | Boiler.ID | Generator.ID | Steam.Plant.Type
generator.data.860 |  | 2015
| Utility.ID | Utility.Name | Plant.Code | Plant.Name | State | County | Generator.ID | Technology | Prime.Mover | Unit.Code | Ownership | Duct.Burners | Can.Bypass.Heat.Recovery.Steam.Generator. | RTO.ISO.LMP.Node.Designation | RTO.ISO.Location.Designation.for.Reporting.Wholesale.Sales.Data.to.FERC | Nameplate.Capacity..MW. | Nameplate.Power.Factor | Summer.Capacity..MW. | Winter.Capacity..MW. | Minimum.Load..MW. | Uprate.or.Derate.Completed.During.Year | Month.Uprate.or.Derate.Completed | Year.Uprate.or.Derate.Completed | Status | Synchronized.to.Transmission.Grid | Operating.Month | Operating.Year | Planned.Retirement.Month | Planned.Retirement.Year | Associated.with.Combined.Heat.and.Power.System | Sector.Name | Sector | Topping.or.Bottoming | Energy.Source.1 | Energy.Source.2 | Energy.Source.3 | Energy.Source.4 | Energy.Source.5 | Energy.Source.6 | Startup.Source.1 | Startup.Source.2 | Startup.Source.3 | Startup.Source.4 | Solid.Fuel.Gasification.System. | Carbon.Capture.Technology. | Turbines..Inverters..or.Hydrokinetic.Buoys | Time.from.Cold.Shutdown.to.Full.Load | Fluidized.Bed.Technology. | Pulverized.Coal.Technology. | Stoker.Technology. | Other.Combustion.Technology. | Subcritical.Technology. | Supercritical.Technology. | Ultrasupercritical.Technology. | Planned.Net.Summer.Capacity.Uprate..MW. | Planned.Net.Winter.Capacity.Uprate..MW. | Planned.Uprate.Month | Planned.Uprate.Year | Planned.Net.Summer.Capacity.Derate..MW. | Planned.Net.Winter.Capacity.Derate..MW. | Planned.Derate.Month | Planned.Derate.Year | Planned.New.Prime.Mover | Planned.Energy.Source.1 | Planned.New.Nameplate.Capacity..MW. | Planned.Repower.Month | Planned.Repower.Year | Other.Planned.Modifications. | Other.Modifications.Month | Other.Modifications.Year | Cofire.Fuels. | Switch.Between.Oil.and.Natural.Gas.
| 58749 | Rentech Nitrogen Pasadena LLC | 58870 | Rentech Nitrogen Pasadena Cogeneration | TX | Harris | MG202 | All Other | ST |  | S | X | X |  |  | 15.4 | 0.85 | 14 | 14.2 | 0 | N |  |  | OP | X | 3 | 2015 |  |  | Y | IPP CHP | 3 | B | WH | [9 empty] | N | N |  | OVER | [6 empty] | Y | [16 empty] | N | N
retiredGenerators.860 |  | 2015
| Utility.ID | Utility.Name | Plant.Code | Plant.Name | State | County | Generator.ID | Technology | Prime.Mover | Unit.Code | Ownership | Duct.Burners | Can.Bypass.Heat.Recovery.Steam.Generator. | RTO.ISO.LMP.Node.Designation | RTO.ISO.Location.Designation.for.Reporting.Wholesale.Sales.Data.to.FERC | Nameplate.Capacity..MW. | Nameplate.Power.Factor | Summer.Capacity..MW. | Winter.Capacity..MW. | Minimum.Load..MW. | Uprate.or.Derate.Completed.During.Year | Month.Uprate.or.Derate.Completed | Year.Uprate.or.Derate.Completed | Status | Synchronized.to.Transmission.Grid | Operating.Month | Operating.Year | Retirement.Month | Retirement.Year | Associated.with.Combined.Heat.and.Power.System | Sector.Name | Sector | Topping.or.Bottoming | Energy.Source.1 | Energy.Source.2 | Energy.Source.3 | Energy.Source.4 | Energy.Source.5 | Energy.Source.6 | Startup.Source.1 | Startup.Source.2 | Startup.Source.3 | Startup.Source.4 | Solid.Fuel.Gasification.System. | Carbon.Capture.Technology. | Turbines..Inverters..or.Hydrokinetic.Buoys | Time.from.Cold.Shutdown.to.Full.Load | Fluidized.Bed.Technology. | Pulverized.Coal.Technology. | Stoker.Technology. | Other.Combustion.Technology. | Subcritical.Technology. | Supercritical.Technology. | Ultrasupercritical.Technology. | Cofire.Fuels. | Switch.Between.Oil.and.Natural.Gas.
Boiler_InfoDesign_Parameters.860 |  | 2015
| Utility.ID | Utility.Name | Plant.Code | Plant.Name | State | Boiler.ID | Boiler.Status | Type.of.Boiler | Inservice.Month | Inservice.Year | Retirement.Month | Retirement.Year | Firing.Type.1 | Firing.Type.2 | Firing.Type.3 | Max.Steam.Flow..Thousand.Pounds.per.Hour. | Firing.Rate.Using.Coal..0.1.Tons.per.Hour. | Firing.Rate.Using.Petroleum..0.1.Barrels.per.Hour. | Firing.Rate.Using.Gas..0.1.MCF.per.Hour. | Firing.Rate.Using.Other.Fuels | Waste.Heat.Input..Million.BTU.per.Hour. | Primary.Fuel.1 | Primary.Fuel.2 | Primary.Fuel.3 | Primary.Fuel.4 | Turndown.Ratio | Efficiency.100..Load | Efficiency.50..Load | Air.Flow.100..Load..Cubic.Feet.per.Minute. | Wet.Dry.Bottom | Fly.Ash.Reinjection | Steam.Plant.Type | missingData
boilerFuelData_923 |  | 2015
| Plant.Code | Combined.Heat.And..Power.Plant | Plant.Name | Operator.Name | Operator.Id | Plant.State | Census.Region | NERC.Region | NAICS.Code | Sector.Number | Sector.Name | Boiler.ID | Reported.Prime.Mover | Reported.Fuel.Type.Code | Physical.Unit.Label | Quantity.Of.Fuel.Consumed.January | Quantity.Of.Fuel.Consumed.February | Quantity.Of.Fuel.Consumed.March | Quantity.Of.Fuel.Consumed.April | Quantity.Of.Fuel.Consumed.May | Quantity.Of.Fuel.Consumed.June | Quantity.Of.Fuel.Consumed.July | Quantity.Of.Fuel.Consumed.August | Quantity.Of.Fuel.Consumed.September | Quantity.Of.Fuel.Consumed.October | Quantity.Of.Fuel.Consumed.November | Quantity.Of.Fuel.Consumed.December | MMbtu.Per.Unit.January | MMbtu.Per.Unit.February | MMbtu.Per.Unit.March | MMbtu.Per.Unit.April | MMbtu.Per.Unit.May | MMbtu.Per.Unit.June | MMbtu.Per.Unit.July | MMbtu.Per.Unit.August | MMbtu.Per.Unit.September | MMbtu.Per.Unit.October | MMbtu.Per.Unit.November | MMbtu.Per.Unit.December | Sulfur.Content.January | Sulfur.Content.February | Sulfur.Content.March | Sulfur.Content.April | Sulfur.Content.May | Sulfur.Content.June | Sulfur.Content.July | Sulfur.Content.August | Sulfur.Content.September | Sulfur.Content.October | Sulfur.Content.November | Sulfur.Content.December | Ash.Content.January | Ash.Content.February | Ash.Content.March | Ash.Content.April | Ash.Content.May | Ash.Content.June | Ash.Content.July | Ash.Content.August | Ash.Content.September | Ash.Content.October | Ash.Content.November | Ash.Content.December | Total.Fuel.Consumption.Quantity | YEAR | missingData
generation.data.923 |  | 2015
| Plant.Code | Combined.Heat.And.Power.Plant | Plant.Name | Operator.Name | Operator.Id | Plant.State | Census.Region | NERC.Region | NAICS.Code | Sector.Number | Sector.Name | Generator.ID | Reported.Prime.Mover | Net.Generation.January | Net.Generation.February | Net.Generation.March | Net.Generation.April | Net.Generation.May | Net.Generation.June | Net.Generation.July | Net.Generation.August | Net.Generation.September | Net.Generation.October | Net.Generation.November | Net.Generation.December | Net.Generation.Year.To.Date | YEAR | missingData
page1GenFuelData.923 |  | 2015
| Plant.Code | Combined.Heat.And.Power.Plant | Nuclear.Unit.Id | Plant.Name | Operator.Name | Operator.Id | Plant.State | Census.Region | NERC.Region | Reserved | NAICS.Code | EIA.Sector.Number | Sector.Name | Reported.Prime.Mover | Reported.Fuel.Type.Code | AER.Fuel.Type.Code | Reserved.1 | Reserved.2 | Physical.Unit.Label | Quantity.January | Quantity.February | Quantity.March | Quantity.April | Quantity.May | Quantity.June | Quantity.July | Quantity.August | Quantity.September | Quantity.October | Quantity.November | Quantity.December | Elec_Quantity.January | Elec_Quantity.February | Elec_Quantity.March | Elec_Quantity.April | Elec_Quantity.May | Elec_Quantity.June | Elec_Quantity.July | Elec_Quantity.August | Elec_Quantity.September | Elec_Quantity.October | Elec_Quantity.November | Elec_Quantity.December | MMBtuPer_Unit.January | MMBtuPer_Unit.February | MMBtuPer_Unit.March | MMBtuPer_Unit.April | MMBtuPer_Unit.May | MMBtuPer_Unit.June | MMBtuPer_Unit.July | MMBtuPer_Unit.August | MMBtuPer_Unit.September | MMBtuPer_Unit.October | MMBtuPer_Unit.November | MMBtuPer_Unit.December | Tot_MMBtu.January | Tot_MMBtu.February | Tot_MMBtu.March | Tot_MMBtu.April | Tot_MMBtu.May | Tot_MMBtu.June | Tot_MMBtu.July | Tot_MMBtu.August | Tot_MMBtu.September | Tot_MMBtu.October | Tot_MMBtu.November | Tot_MMBtu.December | Elec_MMBtu.January | Elec_MMBtu.February | Elec_MMBtu.March | Elec_MMBtu.April | Elec_MMBtu.May | Elec_MMBtu.June | Elec_MMBtu.July | Elec_MMBtu.August | Elec_MMBtu.September | Elec_MMBtu.October | Elec_MMBtu.November | Elec_MMBtu.December | Netgen.January | Netgen.February | Netgen.March | Netgen.April | Netgen.May | Netgen.June | Netgen.July | Netgen.August | Netgen.September | Netgen.October | Netgen.November | Netgen.December | Total.Fuel.Consumption.Quantity | Electric.Fuel.Consumption.Quantity | Total.Fuel.Consumption.MMBtu | Elec.Fuel.Consumption.MMBtu | Net.Generation..Megawatthours. | YEAR | missingData
| 58870 | Y | . | Rentech Nitrogen Pasadena Cogeneration | Rentech Nitrogen Pasadena LLC | 58749 | TX | WSC | TRE |  | 22 | 3 | NAICS-22 Cogen | ST | WH | OTH |  |  |  | 0 | 0 | 0 | 0 | 0 | 0 | 0 | 0 | 0 | 0 | 0 | 0 | 0 | 0 | 0 | 0 | 0 | 0 | 0 | 0 | 0 | 0 | 0 | 0 | 0 | 0 | 0 | 0 | 0 | 0 | 0 | 0 | 0 | 0 | 0 | 0 | 0 | 0 | 66094 | 55422 | 91937 | 89362 | 93974 | 82107 | 64357 | 102110 | 88717 | 82280 | 0 | 0 | 66094 | 55422 | 91937 | 89362 | 93974 | 82107 | 64357 | 102110 | 88717 | 82280 | 0 | 0 | 7092.44 | 5947.184 | 9865.56 | 9589.215 | 10084.111 | 8810.753 | 6906.041 | 10957.148 | 9519.998 | 8829.22 | 0 | 0 | 816360 | 816360 | 87601.67 | 2015 | 12
FuelHeatByLine |  | 2015
| Plant.Code | Boiler.ID | bogen | Reported.Prime.Mover_bf.923 | Reported.Fuel.Type.Code | Fuel.Heat.January | Fuel.Heat.February | Fuel.Heat.March | Fuel.Heat.April | Fuel.Heat.May | Fuel.Heat.June | Fuel.Heat.July | Fuel.Heat.August | Fuel.Heat.September | Fuel.Heat.October | Fuel.Heat.November | Fuel.Heat.December | YEAR
NetGenByLine |  | 2015
| Plant.Code | Generator.ID | bogen | Reported.Prime.Mover | Net.Generation.Year.To.Date | Net.Generation.January | Net.Generation.February | Net.Generation.March | Net.Generation.April | Net.Generation.May | Net.Generation.June | Net.Generation.July | Net.Generation.August | Net.Generation.September | Net.Generation.October | Net.Generation.November | Net.Generation.December | YEAR
FuelHeatByBoilerID |  | 2015
| Plant.Code | Boiler.ID | bogen | Reported.Prime.Mover_bf.923 | flagFuelHeat | Boiler.ID.Total.Fuel.Heat.January | Boiler.ID.Total.Fuel.Heat.February | Boiler.ID.Total.Fuel.Heat.March | Boiler.ID.Total.Fuel.Heat.April | Boiler.ID.Total.Fuel.Heat.May | Boiler.ID.Total.Fuel.Heat.June | Boiler.ID.Total.Fuel.Heat.July | Boiler.ID.Total.Fuel.Heat.August | Boiler.ID.Total.Fuel.Heat.September | Boiler.ID.Total.Fuel.Heat.October | Boiler.ID.Total.Fuel.Heat.November | Boiler.ID.Total.Fuel.Heat.December | YEAR
NetGenByGeneratorID |  | 2015
| Plant.Code | Generator.ID | bogen | Reported.Prime.Mover_923 | Net.Generation.mwh | Generator.ID.Total.Net.Generation.January | Generator.ID.Total.Net.Generation.February | Generator.ID.Total.Net.Generation.March | Generator.ID.Total.Net.Generation.April | Generator.ID.Total.Net.Generation.May | Generator.ID.Total.Net.Generation.June | Generator.ID.Total.Net.Generation.July | Generator.ID.Total.Net.Generation.August | Generator.ID.Total.Net.Generation.September | Generator.ID.Total.Net.Generation.October | Generator.ID.Total.Net.Generation.November | Generator.ID.Total.Net.Generation.December | YEAR
FuelHeatByBogen |  | 2015
| Plant.Code | blankCol | bogen | Reported.Prime.Mover_bf.923 | flagFuelHeat | Bogen.Total.Fuel.Heat.January | Bogen.Total.Fuel.Heat.February | Bogen.Total.Fuel.Heat.March | Bogen.Total.Fuel.Heat.April | Bogen.Total.Fuel.Heat.May | Bogen.Total.Fuel.Heat.June | Bogen.Total.Fuel.Heat.July | Bogen.Total.Fuel.Heat.August | Bogen.Total.Fuel.Heat.September | Bogen.Total.Fuel.Heat.October | Bogen.Total.Fuel.Heat.November | Bogen.Total.Fuel.Heat.December | YEAR
| 58870 |  | 58870^1 |  |  | 0 | 0 | 0 | 0 | 0 | 0 | 0 | 0 | 0 | 0 | 0 | 0 | 2015
NetGenByBogen |  | 2015
| Plant.Code | blankCol | bogen | Reported.Prime.Mover_923 | Net.Generation.mwh | Bogen.Total.Net.Generation.January | Bogen.Total.Net.Generation.February | Bogen.Total.Net.Generation.March | Bogen.Total.Net.Generation.April | Bogen.Total.Net.Generation.May | Bogen.Total.Net.Generation.June | Bogen.Total.Net.Generation.July | Bogen.Total.Net.Generation.August | Bogen.Total.Net.Generation.September | Bogen.Total.Net.Generation.October | Bogen.Total.Net.Generation.November | Bogen.Total.Net.Generation.December | YEAR
| 58870 |  | 58870^1 |  |  | 0 | 0 | 0 | 0 | 0 | 0 | 0 | 0 | 0 | 0 | 0 | 0 | 2015
ThermalEfficiencyByBogen |  | 2015
| Plant.Code | blankCol | bogen | Reported.Prime.Mover_923 | Net.Generation.mwh | ThermalEfficiency.January | ThermalEfficiency.February | ThermalEfficiency.March | ThermalEfficiency.April | ThermalEfficiency.May | ThermalEfficiency.June | ThermalEfficiency.July | ThermalEfficiency.August | ThermalEfficiency.September | ThermalEfficiency.October | ThermalEfficiency.November | ThermalEfficiency.December | YEAR
| 58870 |  | 58870^1 |  |  | 0 | 0 | 0 | 0 | 0 | 0 | 0 | 0 | 0 | 0 | 0 | 0 | 2015